## Home
Standard contestable and approved materials list
last updated | 2025-01-20
Overview
This materials list is an inventory of approved materials that can be used across your energy infrastructure projects.
This is a controlled document that can be downloaded from the Yurika website www.yurika.com.au
For any queries or issues identiefed in this document, please contact energysupplies@yurika.com.au
We are Yurika Energy Supplies
We stock 27,000 energy infrastructure related products across some of the largest warehouses in Australia. We package our products and equiment to offer a one-stop-shop with information about availability, lead-times, specifications and more.
Our product range
Our large product range includes new and used distribution transformers, power transformers, power cables, underground/overhead, switch gear, street lights, poles, timber/steel and a comprehensive range of other electrical infrastructure materials.
Our catalogue lists our full product range and offers a search function by material category. Each product item has their own unique identification number, so we can determine the price and availability for you.
How to use this catalogue
Click on the Product catalogue tab below and select a product category from the left hand side navigation. To select multiple categories, click the list button. To clear all filters, click the funnel.
If you are interested in product pricing, click on the Let's talk button below, and copy and paste the row item/s into the email body (including material stock category, item description and srock code). Our team will reply email with a written quote.
Let's talk!

## Product catalogue
Material Stock Category | Hardware & Tools | Stock code
ACCESSORY KIT | for Shock Investigations c/w Teleperch Pole, 1.5m Lead, 16mm Double Clip, Al Plate with 4mm Bolt c/w Bag | 002486611
ACCESSORY KIT,ELEC EQUIP | DV-Power CAT-P Coil Control Module c/w Control Cable & Supply Cable w/Banana Plugs, Test Probes w/Grip Jaws | 002491769
ACCESSORY,POWER QUALITY ANALYSER | 5 Wire (3P+N+G) Voltage Cable Harness, fused with Banana Plugs & Crocodile Clamps | 002433761
| 5 Wire (3P+N+G) Voltage Cable Harness, fused with Large Clamps | 002433779
| PM45, 3000A (100-3600A) Flexible, Current Probe, 600mm Lg | 002426435
| PM45, 500A (1-500A) Flexible Current Probe, 600mm Lg | 002459089
ADAPTER,SOCKET WRENCH | Impact, 1/2" Square Drive to 7/16 Hex Drive, Milwaukee | 000024891
ADAPTOR | from Locking Dog Assy to 75mm2 Drive Shaft (Kelly Bar) | 000104447
| Hex to Non-Screw Type Earth Clamp, Application to Lines, suit Romind PED Non-Screw Type Clamp | 002461309
| Hex to Non-Screw Type Earth Clamp, Removal from Lines, suit Romind PED Non-Screw Type Clamp | 002461317
| Snappy Drill Bit Holder; 1/8 Drill Range 2.82 mm to 3.2 mm. | 002476901
| Socket & See GPO Adaptor, Plugs Into Standard GPO & Connects Instrument Leads Directly Into It, 3 Pin Plug, 4mm Safety Socket | 000021738
| Stray Voltage Eliminator, 3k Ohm, use with High-Impedance Digital Multimeters, Accepts 4mm Safety-Shrouded Banana Plugs | 002438463
| Sunrise adaptor; Aluminium; Universal Sunrise to 1/4" thread adaptor; to suit Electronic devices. | 002475713
| Sunrise Fitting to Bayonet Male Adaptor for u/w Substation Earths & Voltage Detectors | 000024862
ADAPTOR,SWITCH HOOK FITTING | Tool Head to Hot Line Stick, 100 x 32mm, Plastic, Universal Male Head, for the top of a Hot Line Stick | 002402973
ADAPTOR,UNIVERSAL | Button Adaptor to Bayonet/Taplin AL Fitting to suit 38mm Fibreglass Stick | 002492304
| Double Threaded Brass Stud, 63mm Lg, M16 to M12 c/w 2 x M12 S/Steel Hex Nut, 1 x M12 S/Steel Belleville Washer (scm) | 002458214
| Sunrise to Hex Shank Operating Tool | 002461325
| Sunrise to Non-Screw Type Earth Clamp, Application to Lines, suit PED Non-Screw Type Clamp | 000105075
| Sunrise to Non-Screw Type Earth Clamp, Removal from Lines, suit PED Non-Screw Type Clamp | 000105076
| Sunrise to Screw Type Earth Clamp, Application to Lines, suit PED Screw Type Clamp | 000105077
| Sunrise to Snap On/Off Bayonet c/w Al Sleeve & Nylon Bayonet Adapter, suit Phase Clamp CLP459 | 002426617
AMMETER | Digital, Clamp, CAT IV-600V, 1000V, 1000A c/w 450mm Flexible Current Probe, TL75 Test Leads & Soft Cased | 002456507
| High Voltage Ammeter; Sensorlink Ampstik Model 8-024 Plus; Wide Jaw High Voltage True RMS Ammeter Stores 4 Readings; Voltage 0-400 KV; Current 1 - 2000 A; | 000022912
| HV Meter, Sensor Opening 635mm, 1-5000A at 0-500kV, Stores Multiple Readings, ETS RSE04 Sched 12 | 002430486
ANALYSER,POWER QUALITY | Kit, CAT IV-600V, 1A-500/3000A, Power Quality Data Recorder c/w Rubber Holster & Strap, 4 x 500/3000A High Sensitivity Flexible Current Probes, 5 Wire (3P+N+G) | 002466431
| PQ45 PQA, CAT IV-600V, IP66, USB Port, Colour LCD Screen c/w Holster & Strap, 4 x Voltage Channels, 4 x Current Inputs 2 x Temperature Ports, GPS Port, USB | 002474567
ANTISEIZE COMPOUND | Nickel Anti-Seize Spray, Lubricating Compound, High Temp Resistance up to 1400 Deg C, Smooth Silver Grey Film | 002459246
BAG | Transformer Transport Bunding Bag, 4.5 X 4.5m, Plastic, c/w Grommets | 002491983
| Transformer Transport Bunding Bag, 5.8 X 5.8m, Plastic, c/w Grommets | 002491991
BAG,KIT | PPE, Small Bag, Unbranded | 000104415
| PPE, Carryall, 740mm Lg, Welded Seams & Water Resistant Zipper, Unbranded | 001804001
BAG,LINEMANS GLOVE | Combination Glove & Sleeve Bag, 2 Pockets, Single Flap, Reinforced Inside & Out, for Live Line HV Insulated Gloves & Sleeves | 002429066
| Carry Bag c/w 3 x Compartments, 170mm Lg x 90mm W x 360mm D, 170mm Lg x 90mm W x 320mm D, 170mm Lg x 90mm W x 200mm D, | 002403792
BAG,PLASTIC | Bag, SML, Orange PVC, Zipped Top, Tabbed & Clear Front Reinforced Bottom, Suitable Replacement Bags for Polarity Kits & T-Mac RMU Testers | 000022913
| Natural/Clear, HD, 1100 x 700 x 200um, 50 per Ctn | 002488096
| Selfseal Zip Lock, 400mm Lg, 300mm W, 40um Thk, LDPE, Transparent (P100) | 000015636
BAG,PORTABLE TOILET | Cleanwaste GO Anywhere Toilet Kit c/w 1 Waste Collection Bag Pre-loaded with Waste Treatment Powder, 1 Zip-close, Puncture-resistant, Waste Disposal Bag, | 002483527
BAG,TEXTILE | Bulk Dirt Bag, Open Top Flat Bottom, 90 x 90 x 120cm, Heavy Duty Lifting via 4 Corner Loops, Single Trip Bag Safety Factor 5:1, SWL 1, 250kg | 000023738
BAG,TOOL | HD Haul Mate Bag, for Tower Rescue Kit | 002491231
| Large Zipper, Black, c/w Compartments | 002491009
| Line Persons Canvas, EE Dwg A-1091A3 | 001803239
BANDSAW,PORTABLE | Deepcut, 1140mm Blade, 127 x 127mm Cut Capacity, 18V, Brushless Motor, Low Speed, suit all cable types & most steel section, Skin Only | 002462513
| Milwaukee, M12 Fuel, 12V, 776mm Blade, 63.5 x 63.5mm Cut Capacity, Brushless Motor, Variable Speed Trigger, Dual-actuation Trigger, c/w Rafter Hook | 002489193
BASE,RELAY | Screw Terminal, 28 Female Contacts, Plug-In Conn Terminals, DIN Rail Mount, for Smitt Relay Type D8-R, Pack of 4 | 000018083
| Socket, 14 Blade Aux Relay, DIN Rail Mount, suit RH4B-U Relay | 001014342
BATTERY,STORAGE | 14.4V, 3.0Ah, Li-Ion Battery, for Izumi Tools, u/w Battery Operated Crimper & Cutter | 000021315
| 18V, 12.0Ah, M18 Red Li-Ion, High Output for Milwaukee Tools | 002471209
| 18V, 2.0Ah, M18 Red Li-Ion, for Milwaukee Tools | 002475770
| 18V, 5.0Ah, Lithium Makita Battery, c/w Fuel Gauge, 45 mins Charging Time | 000025366
| 18V, 5.0Ah, M18 Red Li-Ion, for Milwaukee Tools | 000022274
| 18V, 6.0Ah, M18 Red Li-Ion, High Output, for Milwaukee Tools | 002469617
| Milwaukee 4V USB Power Source & Charger Kit | 002496644
| Milwaukee, REDLITHIUM, 4V, 3.0Ah | 002491165
| Milwaukee, REDLITHIUM, M12, 12V, 5.0Ah, High Output | 002491181
| 12V, 4.0Ah, M12 Red Li-Ion for Milwaukee Tools | 000023414
| 12V, 3.0Ah, Compact M12 Red Li-Ion for Milwaukee Tools | 000024986
| 18V, 3Ah, Li-Ion, Makita, suit some Klauke, MSS & Makita tools | 002454403
BIT,AUGER | Impact, 10mm Dia, 205mm OAL, Steel, Ring Twist Pattern, 11mm Hex Shank, Quick Release | 000009417
| Impact, 12mm Dia, 305mm OAL, Steel, Ring Twist Pattern, 11mm Hex Shank, Quick Release | 000014543
| Impact, 12mm Dia, 457mm OAL, Steel, Ring Twist Pattern, 11mm Hex Shank, Quick Release | 002466761
| Impact, 14mm Dia, 205mm OAL, Steel, Ring Twist Pattern, 11mm Hex Shank, Quick Release | 000014544
| Impact, 15mm Dia, 225mm O/A Lg, Steel, Ring Twist, 7/16¿ Hex Shank, Quick Release | 000021859
| Impact, 16mm Dia, 205mm OAL, Steel, Ring Twist Pattern, 11mm Hex Shank, Quick Release | 000017635
| Impact, 16mm Dia, 457mm OAL, Steel, Ring Twist Pattern, 11mm Hex Shank, Quick Release | 002466753
| Impact, 18mm Dia, 205mm OAL, Steel, Ring Twist Pattern, 11mm Hex Shank, Quick Release | 000014545
| Impact, 18mm Dia, 457mm OAL, Steel, Ring Twist Pattern, 11mm Hex Shank, Quick Release | 000014546
| Impact, 22mm Dia, 205mm OAL, Steel, Ring Twist Pattern, 11mm Hex Shank, Quick Release | 000014547
| Impact, 22mm Dia, 457mm OAL, Steel, Ring Twist Pattern, 11mm Hex Shank, Quick Release | 000014548
| Impact, 22mm Dia, 600mm O/A Lg, Steel, Ring Twist, 7/16¿ Hex Shank, Quick Release | 000021977
| Impact, 22mm Dia, 900mm O/A Lg, Steel, Ring Twist, 7/16¿ Hex Shank, Quick Release | 000022671
| Impact, 26mm Dia, 205mm OAL, Steel, Ring Twist Pattern, 11mm Hex Shank, Quick Release | 000019310
| Impact, 26mm Dia, 475mm OAL, Steel, Ring Twist Pattern, 11mm Hex Shank, Quick Release | 000014550
| Impact, 8mm Dia, 205mm OAL, Steel, Ring Twist Pattern, 11mm Hex Shank, Quick Release | 000014821
| Impact, 18mm Dia, 610mm OAL, Steel, Ring Twist Pattern, 11mm Hex Shank, Quick Release | 002466746
| Adaptor, 7/16" Hex, 1/2" Square, Male Adaptor | 002402730
| Impact, 25mm Dia, 600mm OAL, Steel, Ring Twist Pattern, 11mm Hex Shank, Quick Release | 002497246
BIT,SCREWDRIVER | Drive Head, 1/4", Magnetic Nut Setter, 1/4" Quick Connect Drive | 002486009
| Drive Head, 3/8", Magnetic Nut Setter, 1/4" Quick Connect Drive | 002486017
| Milwaukee, Shockwave Power Bit, Phillips #2, 150mm (6") Lg, 2 Pack, suit 1/4" Impact Driver Quick Connect | 002493419
| Slotted Flat, 1000V, 5.5 x 1.0mm | 002486934
| Power Drive Bit, Magnetic External 5/16" Nutsetter, Hex Head, suit Roofing Screw | 000104433
BLADE | Round Saw Blade, suit Multi-Tool Conduit Cutter | 000022063
BLADE SET,CABLE STRIPPER | suit Cable Outer Sheath IR Cutter | 000104618
| Replacement Blade, suit Greenlee 1903 Cable Stripper, Pack of 2 | 002461341
| 5mm Cut, Blades/Roller Claw & Block Replacement Kit, suit PAD Strippers, use with Insulation up to 6mm Thk, (replacement blades for IIN2429603) | 002437010
BLADE,BRUSHCUTTER | Milwaukee, 4 Tooth Brushcutter Blade, suits M18 Fuel Brushcutter M18FBC | 002493468
BLADE,CABLE STRIPPER | Replacement Alroc CCT Stripper Blade, Long, for Longitudinal Cutting 3.3mm | 000025321
| Replacement Alroc CCT Stripper Blade, Short, Circular, for Circumference Cutting 3mm | 000023963
| Replacement Blade CT1/CT2, suit Chamfering Tool (blade modified as per Ergon Spec) | 002452373
| Blunt Nose, suit Stripper Cable, Outer Sheath must suit IR Cutter | 002423895
| Replacement Alroc Insulation Stripper Blade, 1.6mm Circular | 002497477
| Replacement Alroc Insulation Stripper Blade, 1.2mm Circular | 002497469
| Spare Blade, suit Speed Stripper, Model 1542-2CL1 | 002423937
BLADE,CUTTER,CABLE | Replacement Blade for Milwaukee M18HCC, suit Cu/Al Cable | 002469674
| Replacement Blade, Moveable, Scallop Edge, Single Bevel, SCM21 Hardened Steel, Ratchet Teethed Outer Edge, for Gear/Ratchet Cutter K683/T | 000014970
| Replacement Blade, suits Pencil Sharpener Type Cable Cutter | 000022358
BLADE,CUTTER,CABLE,HAND OPERATED | Replacement Blade, suit Type S-200 Hand Hydraulic Cutter | 002439248
| Replacement, Moving Blade, suit SLS-20(BB) Izumi Battery Operated Cable Cutter | 002459824
| Replacement, Moving Upper Blade, 200 x 120mm, Hardened Steel, suit REC-105YC(BB) Izumi Battery Operated Cable Cutter | 002459485
| Replacement Blade, suit type S-20 Hand Hydraulic Cable Cutter | 002499689
| Replacement, Moving Lower Blade, 200 x 120mm, Hardened Steel, suit REC-105YC(BB) Izumi Battery Operated Cable Cutter | 002459477
BLADE,KNIFE | Replacement Blade, 50mm Lg, S/Steel, suit HAUPA 201010 Flat Linemans Knife | 002498269
BLADE,RECIPROCATING SAW | Metal, 150mm, 10 TPI (P5) | 000002070
| Metal, 150mm, 14 TPI (P5) | 000002069
| Pruning, 230mm, 5 TPI | 000023341
| General Purpose, 300mm, 10/14 TPI, for use on Wood, Metal & Plastic (P5) | 000021808
BLOCK & TACKLE | Service Conductor Tensioner, Lightweight Tackle to Aid Installation of O/head Service Conductors by Hand, WLL 250kg c/w Kernmantle Rope, Rope Locking Device | 000104768
BLOCK,TACKLE | Snatch Block, 75mm Sheave, 2T WLL | 002454718
| Handline, 1000lb WLL, Sheave Dia 75mm c/w Swivelling Safety Hook 450kg Min Safe Work Load, Side Opening Gate with Captive Safety Pull Pin | 002402656
| Handline, Bethea Model HLB1250-S | 001808001
BLOWER,ELECTRIC,PORTABLE | M12 Milwaukee, Blower, c/w 3 nozzles, Tool Only | 002490530
| Milwaukee, M18 Cordless Compact Blower, 18V, 3-Speed Electronic Switch, Variable Speed Trigger, Air Velocity 259km/h, Universal Inflator/Deflator, Skin Only | 000024823
CONNECTOR | Type PSB 4/7/6, Female Test Socket Connector, Silver, suit Terminal Type UK6N & UK10N, Pack of 100 | 000021417
| Type PSBJ 4/15/6, Female Test Socket Connector, Insulated, Transparent, suit Terminal Types UK6N & UK10N, Pack of 10 | 000021418
CONNECTOR,ELECTRICAL | Cable Connector, Two Screw, Clear Insulated, 80A, suits up to 2 x 35mm2 Cable | 002478238
| 3 Pin Socket, 10A, PVC, 1mm2 Ordinary Flex, for Extension Lead (P10) | 002401587
| 3 Pin Plug, Top, for Extension Lead (P10) | 002401581
CORD ASSY,ELEC | Adaptor, Safety Patchcord, 25cm x 0.75mm Lead c/w 1 x 4mm Male Straight & 1 x 4mm Male Right Angle Connectors, to connect Trailing Lead Bayonet Connector to | 000105047
COVER,INSULATING | Live Line, Flexible Line Hose, Class 3, Orange Colour, Style B Coupler, One End 40mm Dia x 915mm Lg | 002428639
| Live Line, Flexible Line Hose, Class 3, Orange colour Style A Plain, Both ends 40mm dia x 1372mm Lg | 002428662
| LV, Line Cover, Rubber, 600 x 450mm, Green c/w Velcro Fasteners & 0.5m Velcro Strap for rolled storage, AS4202, EE Dwg 941013-01/0F Item A | 002400859
| Live Line, Flexible Line Hose, Class 3, Orange colour Style A Plain, Both ends 40mm dia x 915mm Lg | 002428654
COVER,UTILITY LINE | Live Line, Hardcover, Rated 25kV, High Density PE, 1500mm Lg, Conductor Cover c/w Gripall Adapter | 002428514
| Live Line, Hardcover, Rated 25kV, High Density PE, 1500mm Lg, Conductor Cover w/out Gripall Adapter | 002428522
| Live Line, Hardcover, Class 4, High Density PE, 1500mm Lg, Conductor Cover c/w Gripall Adapter | 002428530
COVER,UTILITY POLE | Live Line, Class 4, High Dielectric Linear PE, 1200mm Lg, 300mm Dia | 002428555
| Live Line, Class 4, High Dielectric Linear PE, 600mm Lg, 300mm Dia | 002455129
| Live Line, Class 4, High Dielectric Linear PE, 1830mm Lg, 300mm Dia | 002428563
CRIMPING TOOL,HYDRAULIC | Battery Operated, 18V, 13T, Platinum Series, Skin Only | 002471498
| Milwaukee, M18 Force Logic Crimper, 6T Force, 18V, Capacity 300mm2 Cu & Al, 337.8mm Lg c/w One Key Technology, Skin Only | 002472777
| Milwaukee, 12T Metric Hydraulic, 18V Battery Crimper, Skin | 002498871
| Hand Operated, 12 Tonne | 000104504
| Izumi, Battery Operated, 5T, 18V, suit Cembre style Dies c/w Milwaukee Adaptor | 002492866
| Battery Operated 12 Tonne; C Frame Opening;30mm Jaw Opening; Skin Only Max 300mm 2 AL/CU; 14.4 V DC Motor; 350 Deg Swivel Head | 000025051
| Low Pressure, 12 Tonne, used for Crimping Lugs & Splices on Electrical Conductors | 002429686
CRIMPING TOOL,TERMINAL,HAND | Hand Crimper, Hex Crimper 6-120mm2, 660mm long | 002493575
| Hand Crimper, Hex Crimper 6-50mm2, 390mm long | 002493567
CUTTER,BATTERY OPERATED | Klauke Cutter, Battery Hydraulic, 18V B/Tooth, Inline, 25mm max, Cu/Al/ACSR, Skin c/w M18 Makita/Milwaukee Battery Adaptor & Cutter Capacity Labels | 002489375
| M18 ForceLogic 6T Cable Cutter, Scissor Action, 18V, 355mm Lg, suit Al/Cu Cable to 35mm Dia & ACSR to 22.5mm Dia | 002469666
| Milwaukee, M18 Force Logic, 860mm2 ACSR Cutter, Skin Only | 002492296
| Scissor Large, 600 x 110 x 390mm, 18V Series 7, Plastic Body, Metal Cutter Head, suit Al/Cu cable up to 105mm, Skin Only, c/w Milwaukee Adaptor | 002459451
CUTTER,CABLE,HAND OPERATED | 222mm, for use in Insulated Tool Kit | 002416584
| Cable, Ratchet, 254mm long, Capacity 32mm AL/Cu, 20mm ACSR | 000104516
| Gear & Ratchet Type, for Cutting Single Core Double Insulated Cable, Bare Al & Cu Cable up to 300mm2, Max 32mm OD, replacement blade Y-K683T/3 | 000014922
| Parrot Beak Type, suit 70mm2 Cu & Al Conductor c/w Red Insulated Handles, for Installation Inspector Tool Kit & Pole Top Rescue Kit | 000104420
| Pencil Sharpener Type, 95mm2 ABC | 000020278
| Ratchet suitable for Cu & AL Conductors (Multi-purpose cutter) 52mm dia | 002432227
| Hydraulic, 400mm Lg, Max Opening 22mm, 3kg, Light Weight Portable Guillotine Type Cutter, Replaceable Blades, 180 Deg Swivel & Latch Head | 002439230
CUTTER,WEED,WHIP | Milwaukee, M-18 Fuel, Brushcutter Attachment, suits M18FOPH power Head | 002493450
| Milwaukee, M18 Fuel, Line Trimmer Attachment, 355-406mm Cutting Swath, QUIK-LOK Connection, 102cm L | 002489284
DETECTOR,VOLTAGE | Fameca TAG, HV Tester, 11/66kV, Outdoor Kit, Audible/Visual Indication, Universal Sunrise Fitting in Carry Case c/w Hook & Probe, TS RSE04 | 002406872
| Tag330, Single Voltage Range, 110-330kV, Audible/Visual Indication, Universal Sunrise Fitting in Carry Case, c/w Hook & Probe | 000019201
| Capacitive, Proving De-engergised, HV Cable Boxes with Capacitive Test Points | 002442572
| HV Tester, 11/66kV, Indoor/Outdoor Kit, Audible/Visual Indication, Universal Sunrise Fitting in Carry Case c/w Full Range of Adapters, ETS RSE04 | 000105016
| Hand Held, Safe to Approach & Touch Test (GLM Mini SWER & Pole Tester) (scm) | 002430502
DETERGENT,GENERAL PURPOSE | Boom Wash, FGW-640 Detergent, 5 Gal Drum | 002443265
| Degreaser, Power Clean, 15L Drum | 002406719
DIE,COMPRESSION | Hex, 12T, 30.3mm A/F Al | 002402793
| Hex, 6T, 17.3mm A/F Al, 95-120mm2, 12.0mm W | 002486082
| Hex, 6T, 9mm A/F Al, 10-35mm2, 12.0mm W | 002486074
| Hex, 12T, 19.3mm A/F Cu | 002402784
| Hex, 12T, 16.5mm A/F Cu | 002402782
| Hex, 12T, 13.0mm A/F Cu | 002402780
| Hex, 12T, 5.7mm A/F Cu | 002402774
| Hex Crimp, 12T, Engraved 17.3mm A/F ABC | 000105451
| Hex Crimp, 12T, Engraved 14.0mm A/F ABC | 000105450
| Hex Crimp, 12T, Engraved 26.2mm A/F Al | 000105448
| Hex Crimp, 12T, Engraved 7.5mm A/F Steel (scm) | 002421477
| Hex Crimp, 12T, Engraved 9.5mm A/F Steel (scm) | 002421469
| Hex Crimp, 12T, Engraved 14.0mm A/F Al | 000105444
| Hex Crimp, 7.5mm A/F, Suit Cu Screen for Triplex Cable | 000104622
| BEKU 5T Die Set, 10-16, 25-35, 50-70, 95-120. 150, 185, 240mm2 | 002489516
| Hex, 12T, 6.3mm A/F Cu | 002402775
| Hex Crimp, 12T, Engraved 22.0mm A/F Al | 000105447
| Hex, 12T, 9.2mm A/F Cu | 002402777
| Hex, 12T, 7.7mm A/F Cu | 002402776
| Hex Crimp, 5T, Engraved 11.5mm A/F Cu, suit 70mm2 Lugs & Links | 002458933
| Hex Crimp, 5T, Engraved 10.4mm A/F Cu, suit 50mm2 Lugs & Links & 7/.104 FT Cu Sleeves | 002458925
| Hex Crimp, 14mm A/F, suit Cu Screen, for Triplex Cable | 000104621
| Hex Crimp, 12T, Engraved 21.5mm A/F ABC | 000105452
| Hex Crimp, 12T, Engraved 9.0mm A/F Al | 000105441
| Hex Crimp, 12T, Engraved 17.3mm A/F Al | 000105445
| Hex Crimp, 12T, Engraved 18.0mm A/F Al | 000105446
| Hex, 12T, 11.5mm A/F Cu | 002402779
| Hex Crimp, 5T, Engraved 21.5mm A/F ABC | 000105455
| Hex Crimp, 12.7mm A/F, Suit Cu Screen for Triplex Cable | 000104619
| Hex Crimp, 5T, Engraved 17.3mm A/F Al, ABC | 000105454
| Hex Crimp, 5T, Engraved 16.5mm A/F Cu, suit 120mm2 Lugs & Links | 002458941
| Hex Crimp, 5T, Engraved 14.2mm A/F Cu, suit 95mm2 Cu Lugs & Links | 002459402
| Hex Crimp, 5T, Engraved 14.0mm A/F Al, ABC | 000105453
| Hex Crimp, 12T, Engraved 21.5mm A/F, 18mm W (scm) | 002458321
| Crimp for 3 & 4 Core 120mm Sector Cable | 000104437
| Hex Crimp, 5T, Engraved 20.0mm A/F, suit 185mm2 Lugs & Links | 002458958
| Hex Crimp, 12T, Engraved 6.8mm A/F Steel, Dwg WB-1029093-01-0B (scm) | 002455442
| Hex Crimp, 12T, Engraved 28.4mm A/F Al | 000105449
| Hex, 12T, 23.1mm A/F Cu | 002402785
| Hex, 12T, 20.0mm A/F Cu | 000104384
| Hex, 12T, 18.3mm A/F Cu | 002402783
| Hex, 12T, 14.2mm A/F Cu | 002402781
| Hex, 12T, 10.4mm A/F Cu | 002402778
| Hex Crimp, 5T, Engraved 9.2mm A/F Cu, suit 35mm2 Lugs & Links | 002458917
| Hex Crimp, 5T, Engraved 7.7mm A/F Cu, suit 25mm2 Lugs & Links & 7/.080 FT Cu Sleeves | 002458909
| Hex Crimp, 5T, Engraved 6.3mm A/F Cu, suit 16mm2 Lugs & Links & 7/0.64, 7/1.70 FT Cu Sleeves | 002458891
| Hex Crimp, 12T, Engraved 24.9mm A/F Al, Dwg WB-1029093-01-0B | 002458685
| Crimping Tool, suit 35-70mm2 Cu Cables & C Type Connector used with Standard 12T Crimping Tool | 002403604
DIE,CRIMPING TOOL | Compression, 12T, "6" Profile, CEC15035 Copper Connector, 95-120mm2 | 002490852
| Compression, Hex 6T, 14mm A/F Al, 25mm2 LV ABC | 000021972
| Compression, Hex, 6T, 10.4mm A/F, Cu 50mm2, 9.0mm W | 002491314
| Compression, Hex, 6T, 11.5mm A/F, Cu 70mm2, 9.0mm W | 002491322
| Compression, Hex, 6T, 14.2mm A/F, Cu 95mm2, 6.0mm W | 002491330
| Compression, Hex, 6T, 16.5mm A/F, Cu 120mm2, 6.0mm W | 002491348
| Compression, Hex, 6T, 17.3mm A/F, ABC 35-70mm2, 9.0mm W | 002491363
| Compression, Hex, 6T, 20.0mm A/F, Cu 185mm2, 5.0mm W | 002491355
| Compression, Hex, 6T, 21.5mm A/F, ABC 95-120mm2, 9.0mm W | 002491371
| Compression, Hex, 6T, 6.3mm A/F, Cu 16mm2, 6.0mm W | 002491280
| Compression, Hex, 6T, 7.7mm A/F, Cu 25mm2, 10.0mm W | 002491298
| Compression, Hex, 6T, 9.2mm A/F, Cu 35mm2, 10.0mm W | 002491306
DISPENSER,DRINKING WATER | 2L Bladder, Hydration Backpack, Portable Personal Fluid System | 002422541
DRILL | Milwaukee, 18V Hammer Drill, M18 Fuel Rotary, 3-Mode, Skin Only | 000024187
DRILL BIT,STEP | 4 - 20mm Size Range, Single Flute, TiNi High Speed Steel | 002422988
| 4 - 32mm Size Range, Single Flute, TiNi High Speed Steel | 002423002
| 6 - 38mm Size Range, Single Flute, TiNi High Speed Steel | 002444347
DRILL SET,TWIST | Milwaukee, 29 Piece Kit, 2mm to 13mm, 1/4" Quick Connect, Ti, 135 Deg Split Point Tip | 002478113
DRILL,BATTERY | Handle for Milwaukee 18V Drill Model FPD | 002476802
| Handle for Milwaukee 18V Drill Model FPD2 | 002476810
DRILL,PORTABLE | Milwaukee, M12 Fuel, 13mm Hammer Drill/ Driver, 12V, Brushless Motor, LED Light, Battery Level Gauge, Skin Only | 000024740
DRILL,TWIST | Milwaukee Red Helix, Titanium, Hex Drill Bit, 2.5mm (P2) | 002488443
| Milwaukee Red Helix, Titanium, Hex Drill Bit, 2mm (P2) | 002488435
| Milwaukee Red Helix, Titanium, Hex Drill Bit, 3.2mm (P2) | 002488468
| Milwaukee Red Helix, Titanium, Hex Drill Bit, 3.5mm (P2) | 002488476
| Milwaukee Red Helix, Titanium, Hex Drill Bit, 3mm (P2) | 002488450
| Milwaukee Red Helix, Titanium, Hex Drill Bit, 4.2mm | 002488492
| Milwaukee Red Helix, Titanium, Hex Drill Bit, 4.5mm | 002488500
| Milwaukee Red Helix, Titanium, Hex Drill Bit, 4.8mm | 002488518
| Milwaukee Red Helix, Titanium, Hex Drill Bit, 4mm (P2) | 002488484
| Milwaukee Red Helix, Titanium, Hex Drill Bit, 5.5mm | 002488534
| Milwaukee Red Helix, Titanium, Hex Drill Bit, 5mm | 002488526
| Milwaukee Red Helix, Titanium, Hex Drill Bit, 6mm | 002488542
| Milwaukee Shockwave, Impact Hole Saw, 19mm (3/4") Thin Wall, 6mm (1/4") Quick Connect Hex Shank | 002488294
DRILL-DRIVER,ELECTRIC,PORTABLE | Milwaukee, M12 Fuel, 1/4" Hex Impact Driver Quick Connect, 12V, Tri-LED Lighting, Tool Only | 002493427
DRILL-HAMMER,ELECTRIC,PORTABLE | Hammer/Drill Driver, 18V Li-Ion, 13mm Keyless Chuck, Skin Only | 000024741
DRIVER,EARTH ROD | Driving Attachment to suit Kango Hammer, 12mm Driver, suits 13mm Cu Clad | 000105074
| Driving Attachment to suit SDS MAX Jack Hammer, 12mm Driver, suits 13mm Cu Clad | 002486926
DYNAMOMETER,ELECTRONIC | Tension Load Cell, 1000kg Capacity, 90 x 220mm, LCD Screen, IP65 | 002454189
| Tractel Dynafor Industrial, 6.3t, Digital Load Cell | 002497113
| Tractel Dynafor Industrial, 3.2t, Digital Load Cell | 002497105
EARTH ASSEMBLY,STRINGING | Running Earth, 3mm - 40mm OD, to be used to Effectively Earth (Ground) Conductors being Installed or Removed Adjacent to Energised Lines | 002429785
ELECTRONIC,PHASING DEVICE | Wireless Phasing Device, 11 - 132kV, Outdoor Kit w/Case | 002433522
| Wireless, 11 - 33kV c/w Insulated Probe Extensions for Metal-clad Switchgear & Magnefix Spouts, ETS RSE04 | 002439347
END CAP | MV Series, Section 7, Telescopic Stick Part, Triangular, Black, Rubber Base Cap | 002474542
| MV Series, Section 9, Telescopic Stick Part, Triangular, Black, Rubber Base Cap | 002485126
END CLAMP,TERMINAL BLOCK | E/NS 35 N, End Bracket, 9.5mm W, Gray, DIN Rail Mount | 000021440
END PLATE,TERMINAL BLOCK | Type D-UDK 4, End Cover, 63.5mm Lg, 1.5mm W, 35.9mm H, Gray, Universal Mtg, suit Terminal Type UDK4, Pack of 50 | 000021436
| Type D-UK 4/10, End Cover, 42.5mm Lg, 1.8mm W, 35.9mm H, Gray, Universal Mtg, suit Terminal UK6N & UK10N, Pack of 50 | 000021412
EXTENSION,SOCKET WRENCH | 1/2" Drive, 125mm Lg Insulated 1000V for use in Insulated Tool Kit | 002416691
| 1/2" Drive, 250mm Lg Insulated 1000V for use in Insulated Tool Kit | 002416709
EXTRACTOR TOOL | Service Fuse Head Extractor, Universal Fuse Puller Head, Sunrise Fitting & Moulded Thread | 002402804
FACESHIELD,INDUSTRIAL | Arc Flash Protection Faceshield c/w Chin Guard, 10cal/cm2 | 000023395
FAN,CIRCULATING | Milwaukee, M12 Mounting Fan, 12V, Portable, 3-Speed Setting, Skin Only, c/w Spring Loaded Clamp on Base | 002488286
| Milwaukee, M18 Jobsite Fan, 18V, Portable, 3-Speed Setting, Skin Only c/w AC Adaptor | 000024720
FASTENER | Harness Sleeve Buttons, Four Screw Type, Orange, replacement Buttons for Live Line Sleeve Harness, Pack of 4 | 002429058
FILTER | Replacement HEPA Filter, for Milwaukee M12 Cordless Compact Hand Vacuum | 002472793
| Replacement HEPA Filter, for Milwaukee M18 Wet/Dry Vacuum | 002472801
FLAG,SIGNAL | Warning, High Visibility Red or Orange Cloth, Min Dia 300 x 300mm, with 2 Eyelets for attaching to Ladder Rung (Projecting Loads-Legal | 002402425
FRAME,HAND HACKSAW | Insulated 1000V, for use in Insulated Tool Kit | 002411551
FUSEHOLDER,BASE & CARRIER | 550V AC, SC32H, 32A, Front Wired, Black, suit NS Fuse Links | 002400506
| 550V AC, SC32PWH, 32A, Back Wired to 2 Studs, White, SC20/32Link, suit NS Fuse Carrier | 002400509
| 440V AC, SC32P, 32A, Back Wired to 2 Studs, Black, suit NS Fuse Links (P5) | 002406242
| 550V AC, SC32HWH, 32A, Front Wired, suit NS Fuse Links | 002400507
GLOVES | Inners, One size Fits All, 100% Knitted Cotton, Seamless Construction, Cream | 002489391
GLOVES,ELECTRICAL WORKER'S | Class 4, Size 12, Natural Rubber, Black, Straight Cuff, 18" (450mm Lg) | 002428266
| Electriflex Linemans, Class 3, 26.5kVAC, Size 10, Insulating Natural Rubber, Yellow/Black, Straight Cuff, 16" (400mm Lg) | 002489854
| Electriflex Linemans, Class 3, 26.5kVAC, Size 10.5, Insulating Natural Rubber, Yellow/Black, Straight Cuff, 16" (400mm Lg) | 002489862
| Electriflex Linemans, Class 3, 26.5kVAC, Size 11, Insulating Natural Rubber, Yellow/Black, Straight Cuff, 16" (400mm Lg) | 002489870
| Electriflex Linemans, Class 3, 26.5kVAC, Size 12, Insulating Natural Rubber, Yellow/Black, Straight Cuff, 16" (400mm Lg) | 002489888
| Electriflex Linemans, Class 3, 26.5kVAC, Size 8, Insulating Natural Rubber, Yellow/Black, Straight Cuff, 16" (400mm Lg) | 002489813
| Electriflex Linemans, Class 3, 26.5kVAC, Size 8.5, Insulating Natural Rubber, Yellow/Black, Straight Cuff, 16" (400mm Lg) | 002489821
| Electriflex Linemans, Class 3, 26.5kVAC, Size 9, Insulating Natural Rubber, Yellow/Black, Straight Cuff, 16" (400mm Lg) | 002489839
| Electriflex Linemans, Class 3, 26.5kVAC, Size 9.5, Insulating Natural Rubber, Yellow/Black, Straight Cuff, 16" (400mm Lg) | 002489847
| Electriflex Linesman, Class 2, 17kVAC, Size 10, Insulating Natural Rubber, Yellow/Black, Straight Cuff | 000024934
| Electriflex Linesman, Class 2, 17kVAC, Size 10.5, Insulating Natural Rubber, Yellow/Black, Straight Cuff | 000024935
| Electriflex Linesman, Class 2, 17kVAC, Size 11, Insulating Natural Rubber, Yellow/Black, Straight Cuff | 000024936
| Electriflex Linesman, Class 2, 17kVAC, Size 8, Insulating Natural Rubber, Yellow/Black, Straight Cuff | 000024930
| Electriflex Linesman, Class 2, 17kVAC, Size 8.5, Insulating Natural Rubber, Yellow/Black, Straight Cuff | 000024931
| Electriflex Linesman, Class 2, 17kVAC, Size 9, Insulating Natural Rubber, Yellow/Black, Straight Cuff | 000024932
| Electriflex Linesman, Class 2, 17kVAC, Size 9.5, Insulating Natural Rubber, Yellow/Black, Straight Cuff | 000024933
| Electriflex Linesman, Class 4, 36kVAC, Size 10, Insulating Natural Rubber, Red/Black, Contour Cuff | 000025494
| Electriflex Linesman, Class 4, 36kVAC, Size 10.5, Insulating Natural Rubber, Red/Black, Contour Cuff | 000025495
| Electriflex Linesman, Class 4, 36kVAC, Size 11, Insulating Natural Rubber, Red/Black, Contour Cuff | 000025496
| Electriflex Linesman, Class 4, 36kVAC, Size 9, Insulating Natural Rubber, Red/Black, Contour Cuff | 000025492
| Electriflex Linesman, Class 4, 36kVAC, Size 9.5, Insulating Natural Rubber, Red/Black, Contour Cuff | 000025493
| Salisbury Honeywell, Class 00, 500VAC, Size 10, Insulating Natural Rubber, Red, Straight Cuff, 280mm (11") Lg, ASTM D120 - 02A | 002490340
| Salisbury Honeywell, Class 00, 500VAC, Size 10.5, Insulating Natural Rubber, Red, Straight Cuff, 280mm (11") Lg, ASTM D120 - 02A | 002490357
| Salisbury Honeywell, Class 00, 500VAC, Size 11, Insulating Natural Rubber, Red, Straight Cuff, 280mm (11") Lg, ASTM D120 - 02A | 002490365
| Salisbury Honeywell, Class 00, 500VAC, Size 7, Insulating Natural Rubber, Red, Straight Cuff, 280mm (11") Lg, ASTM D120 - 02A | 002490290
| Salisbury Honeywell, Class 00, 500VAC, Size 8, Insulating Natural Rubber, Red, Straight Cuff, 280mm (11") Lg, ASTM D120 - 02A | 002490308
| Salisbury Honeywell, Class 00, 500VAC, Size 8.5, Insulating Natural Rubber, Red, Straight Cuff, 280mm (11") Lg, ASTM D120 - 02A | 002490316
| Salisbury Honeywell, Class 00, 500VAC, Size 9, Insulating Natural Rubber, Red, Straight Cuff, 280mm (11") Lg, ASTM D120 - 02A | 002490324
| Salisbury Honeywell, Class 00, 500VAC, Size 9.5, Insulating Natural Rubber, Red, Straight Cuff, 280mm (11") Lg, ASTM D120 - 02A | 002490332
| Novax, Class 0, Size 6, Insulating Rubber, Yellow, 360mm Lg | 002498723
| Novax, Class 00, Size 6, Insulating Rubber, Orange, 280mm Lg | 002498715
GLOVES,PROTECTIVE | Bamboo TwinFlex, Size 10, Cut Level D, 18 Gauge, Protective Coating on Palms & Fingers, Knitted Cuff, Green/Black, for Dry & Slightly Damp/Oily Conditions | 002485373
| Bamboo TwinFlex, Size 11, Cut Level D, 18 Gauge, Protective Coating on Palms & Fingers, Knitted Cuff, Green/Black, for Dry & Slightly Damp/Oily Conditions | 002485381
| Bamboo TwinFlex, Size 7, Cut Level D, 18 Gauge, Protective Coating on Palms & Fingers, Knitted Cuff, Green/Black, for Dry & Slightly Damp/Oily Conditions | 002485340
| Bamboo TwinFlex, Size 8, Cut Level D, 18 Gauge, Protective Coating on Palms & Fingers, Knitted Cuff, Green/Black, for Dry & Slightly Damp/Oily Conditions | 002485357
| Bamboo TwinFlex, Size 9, Cut Level D, 18 Gauge, Protective Coating on Palms & Fingers, Knitted Cuff, Green/Black, for Dry & Slightly Damp/Oily Conditions | 002485365
| Leather Protectors, NexGen, use with Size 10 Electriflex Rubber Gloves, suit Class 2, 3 & 4 | 000024954
| Leather Protectors, NexGen, use with Size 10.5 Electriflex Rubber Gloves, suit Class 2, 3 & 4 | 000024955
| Leather Protectors, NexGen, use with Size 11 Electriflex Rubber Gloves, suit Class 2, 3 & 4 | 000024956
| Leather Protectors, NexGen, use with Size 8 Electriflex Rubber Gloves, suit Class 2, 3 & 4 | 000024950
| Leather Protectors, NexGen, use with Size 8.5 Electriflex Rubber Gloves, suit Class 2, 3 & 4 | 000024951
| Leather Protectors, NexGen, use with Size 9 Electriflex Rubber Gloves, suit Class 2, 3 & 4 | 000024952
| Leather Protectors, NexGen, use with Size 9.5 Electriflex Rubber Gloves, suit Class 2, 3 & 4 | 000024953
| Mechanical Protection, Size 10, Rating 5 for Cut Protection, Knitted Material c/w Protective Coating on Palms & Fingers | 002418788
| Mechanical Protection, Size 11, Rating 5 for Cut Protection, Knitted Material c/w Protective Coating on Palms & Fingers | 002418796
| Mechanical Protection, Size 8, Rating 5 for Cut Protection, Knitted Material c/w Protective Coating on Palms & Fingers | 002418762
| Mechanical Protection, Size 9, Rating 5 for Cut Protection, Knitted Material c/w Protective Coating on Palms & Fingers | 002418770
GREASE,SPECIAL PURPOSE | TRANZ Q47-3, Electrical Conducting Lubricant, NLGI Gde 1, Intense Black, Grease-gel, 500g Jar | 000024834
GRINDER,BATTERY,PORTABLE | Angle, 125mm Disc, 18V, Brushless Motor, 8500RPM, AVS Handle, Deadman Paddle Switch, Rapid Stop, Toolless Accessory Change, Skin Only | 002462505
GRIP,ANCHOR ROD | Pulling Eye, 13 - 32mm Rods, Cast Iron, 2721kg WLL | 002452829
GRIP,CABLE,JAW | Wire Grip, ABC 28-45mm Dia, 4 x 95-150mm2, WLL 1800kg | 002489409
| CCT Cable, Trigger Grip, 2T (20kN) WLL, suit 16-35mm OD Cable, Jaw 120mm Lg, Eye Size 32 x 42mm c/w Safety Latch | 002452837
| Come-Along, suit 2 & 4 Core, 25 - 95mm2 Service Cable | 002435006
| Come-Along, Live Line, Suit bare ACSR, Al & Cu, Cable Range 5.0 - 22.0mm Dia, c/w Spring Latch, Notched Arm & Hot Stick Fitting, WLL 20kN | 002428795
| Come-Along, suit Bare Cu & Uncoated Steel Wire, Cable Range 5 to 22mm Dia c/w Safety Latch | 002406877
| Parallel Jaws; Range 4Cx25 SQ MM to 4C x 95 SQ MM ABC & CCT; C/W Trigger Grip; Spring Loaded Body; Spring Loaded Side Gate; WLL 1000KG; Weight 2.4kg | 000013883
| Come-Along, suit Cu & Steel Wire, Cable Range 6 - 18mm Dia, Strong Spring Loaded Parallel Jaws to Hold on Wire | 002402405
| Come-Along, suit Cu & Steel Wire, Cable Range 4 - 12mm Dia, Strong Spring Loaded Parallell Jaws to Hold on Wire (scm) | 002430494
| Come-Along, suit Al & ACSR, Cable Range 8 - 18mm Dia, Strong Spring Loaded Parallel Jaws to Hold on Wire | 002402406
| Come-Along, suit Bare Cu, Al & Uncoated Steel Wire, Cable Range 4.57-15.24mm Dia c/w Safety Latch | 002403557
| Come-Along, suit Bare Cu, Al & Uncoated Steel Wire, Cable Range 2.77-15.22mm Dia | 002406688
| Come-Along, suit 2 & 4 Core 16 - 50mm2 Service Cable (8 - 25mm cable OD) | 002406883
GRIP,CABLE,WOVEN | Sock, Cable Pulling, SWL 35kN, Swivel (scm) | 000104528
| Sock, Cable Pulling, SWL 60kN, Swivel (scm) | 000104580
| Sock, Cable Pulling, to suit 3 x 35mm2 Triplex U/G Cable, 40-55 Dia, Max Tension 35kN, 2 Ply, Galv Strands, Alloy Ferrule, Soft Eye (scm) | 000104578
| Sock, Cable Pulling, suit 27-37mm Dia Cable, WLL 33kN, Galv Strands, Alloy Ferrule, HD Cu Protective Shoulders, Soft Eye, suit Bare Conductor | 002442473
| Sock, Cable Pulling, to suit 185mm U/G Cable, 59-69mm Dia, Synthetic, Single Eye | 002418838
| Sock, Cable Pulling, to suit 120mm U/G Cable, 52-62mm Dia, Synthetic, Single Eye | 002418820
| Sock, Cable Pulling, to suit 3 x 185mm2 Triplex U/G Cable, 55-75 Dia, Max Tension 89.9kN, 2 Ply, Galv Strands, Alloy Ferrule, Soft Eye (scm) | 000104576
| Sock, Cable Pulling, to suit 3 x 240mm2 Triplex U/G Cable, 75-95 Dia, Max Tension 140kN, 2 Ply, Galv Strands, Alloy Ferrule, Soft Eye (scm) | 000104577
GROUNDING SET | Portable Trailing Earth, 18kA/0.5 Sec Outdoor Rating c/w 1 x 15m Lg 70mm2 Cu Conductor, Single Lead, G-Style Earth Clamps w/-Range 2 to 30mm & T-Bar Style | 002471613
| Hazemeyer Single PED c/w 3 Handles in Orange Bag | 002479990
| Earthing Cable Assy, Extra Long 20m Lead, min 10kA/1 Sec c/w Shotgun Ring, Screw Type Line Clamps, in Storage Bag | 002434595
| Earthing Cable Assy, Extra Long 20m Lead, min 6kA/1 Sec c/w Shotgun Ring, Screw Type Line Clamps, in Storage Bag | 002434587
| Earthing Cable Assy, 20m Lead, Min 6kA/1 Sec c/w Romind Non-screw Type Line Clamps, in Storage Bag, RSE08 | 002461283
| Earthing Cable Assy, 20m Lead, Min 10kA/1 Sec c/w Romind Non-screw Type Line Clamps, in Storage Bag, RSE08 | 002461291
HAND GUARD,HOT STICK | Natural Nylon, 1-1/4" Dia, (32mm) 2 Piece, White Colour | 002428993
| Non-Conductive, "Delrin", 1-1/4" Dia, (32mm) 2 Piece, suits Standard & Shotgun Operating Sticks, Orange Colour | 002428977
| Flexible Rubber, 1-1/2" Dia (40mm) | 002428985
HAND STICK,INSULATED | Universal Fitting Both Ends, Overall 1800 - 1900mm Lg, Pole 32mm Dia | 002428803
| Universal Fitting Both Ends, Overall 2400 - 2500mm Lg, Pole 32mm Dia | 002428811
| Spiral Link Stick, Insulation 600mm Lg, Stick 25mm Dia | 002428910
| Spiral Link Stick, Insulation 1200mm Lg, Stick 25mm Dia | 002428928
| Roller Link Stick, Overall 1450mm Lg, Stick 32mm Dia | 002428852
| Wire Holding Stick, Overall 1900mm Lg, Stick 32mm Dia | 002428837
| Spiral Link Stick, Insulation 390mm Lg, Stick 32mm Dia | 002428894
| Hoist Link Stick, Insulation 610mm Lg, Stick 32mm Dia | 002428886
| Hoist Link Stick, Insulation 450mm Lg, Stick 32mm Dia | 002428878
| Hoist Link Stick, Insulation 390mm Lg, Stick 32mm Dia | 002428860
| Ratchet Cutter, ACSR, Overall 1800mm Lg | 002428829
HANDLE,EXTENSION,CHAIN SAW | Milwaukee, M18 Fuel, Pole Saw Extension Bar Attachment, QUIK-LOK Coupler, 102cm L | 002489268
HANDLE,HOT LINE STICK | MV Series, Section 1, Telescopic Stick Part, Triangular, Fluoro Lime Green, Foam Filled c/w Universal Tip | 002474476
| MV Series, Section 2, Telescopic Stick Part, Triangular, Yellow c/w Lock Assembly | 002474484
| MV Series, Section 3, Telescopic Stick Part, Triangular, Yellow c/w Lock Assembly | 002474492
| MV Series, Section 4, Telescopic Stick Part, Triangular, Yellow c/w Lock Assembly | 002474500
| MV Series, Section 5, Telescopic Stick Part, Triangular, Yellow c/w Lock Assembly | 002474518
| MV Series, Section 6, Telescopic Stick Part, Triangular, Yellow c/w Lock Assembly | 002474526
| MV Series, Section 7 (9m Base Section), c/w Base Cap for Telescopic Stick, fitted with 66kV Sticker | 002491041
| MV Series, Section 7, Telescopic Stick Part, Triangular, Yellow c/w Lock Assembly | 002474534
| MV Series, Section 8, Telescopic Stick | 002491025
| MV Series, Section 9 (12m Base Section), c/w Base Cap for Telescopic Stick, fitted with 66kV Sticker | 002491033
HOIST,MANUAL LEVER | Operated Serial, Web Strap, 1 Ton Nominal Capacity, Ratchet & Pawl Type | 002458610
| Ratchet Webbing Strap Hoist, LugAll 2A, 2.9m Strap, 450/900kg WLL Single/Double Pull | 002489441
| Ratchet Webbing Strap Hoist, LugAll 40A, 2.8m Strap, 900/1800kg WLL Single/Double Pull | 002489458
| Ratchet Webbing Strap Hoist, NGK Nagaki 1500P-EX, 3m Strap, 750/1500kg Single/ Double Pull (Not rated for lifting) | 002489466
| 1.5 Ton Nominal Capacity, Webbing Strap, 901mm, Long Insulated Handle c/w Hotstick Hooks & Latches, ETS RES13 | 002429017
| 1.5 Ton Nominal Capacity, Webbing Strap, 508mm, Short Handle c/w Hotstick Hooks & Latches, ETS RES13 | 002429009
HOLDER,BIT EXTENSION | 1/2 Inch Square drive 1/4 Inch Bit Steel Impact Socket Adaptor | 000024999
HOLDER,MARKER | Type KLM-A, Marker Strip Carrier, 44 x 7mm Lettering Field, Adjustable Height, for Terminals | 002486090
HOOK,CANT | Lightweight, Solid Alloy Handle, Adjustable Hook Length, suit all Wood Pole Sizes | 002403367
HOOK,SCREW | Test Probe Hook, 6mm, S/Steel, suit Teleperch Test Stick | 002489383
HOOK,UNIVERSAL SWITCH | Operating Rod Disconnect Hook, Bronze Alloy, for Link, Fluro Switch & Drop Out Fuse Operation | 002452522
| Quick Grab Dual-Probe, Arched Shaped Head, Brass Alloy, Sunrise Attachment, for Drop-Out Fuse Operation | 002497196
| Operating Rod Disconnect Hook, Bronze Alloy, for Link Switch & Drop Out Fuse Operation | 002403389
HOSE,NONMETALLIC | Hose Kit, suits Milwaukee Stick Transfer Pump, c/w 5m Clear PVC Hose 19mm, 1 x Hose Clamp 17-32mm, 1 x Hose Tail 3/4F to 3/4M Tail | 002490555
| Hydraulic, Aux LP, Rubber Twin Line Non-conductive 2250psi, 3/8NPT Male Ends Clear Bend Restrictors 10ft Lg (3.048m) NRP B098 c/w Parker FF3726FP | 002419687
HOT LINE STICK | Live Line, Insulated Stick, 720mm Lg, 76mm Dia, Construct as per Specs in Dwg 901962-01 | 002427953
| Orange Insulated Stick, 875mm Long, 300m Handle, u/w Voltage Detectors for Indoor Use. | 002491249
| 1800mm Lg Sections c/w Carry Case, 1 x Universal Section, 2 x Ext Sections, Fuse Remover, Base Cap, Disconnect Hook, Universal Adapter & Hand Guard | 002434736
| 1200mm Lg Sections c/w Carry Case, 1 x Universal Section, 3 x Ext Sections, Fuse Remover, Base Cap, Disconnect Hook, Universal Adapter & Hand Guard | 002406870
IMPELLER | Flexible Impeller Kit, for Milwaukee M18 Transfer Pump | 002492080
INSECT NET,HEAD | Fly & Mosquito Head Protection, Fine Mesh, One Size, Pull Cord for Secure Fit | 002492130
INSECT REPELLENT,PERSONAL | Bushmans; Aerosol 350g; 20% Deet; 7 hours effective protection; | 000025529
INSTALL & REMOVAL TOOL,FUSE | Fuse Cup, Universal Holder, Fibreglass Reinforced for Installation & Removal of EDO's | 002429637
INSULATED EXTENSION SOCKET | Insulated Extension Socket, 130cm, 1/2 inch female to male, 1000V rated | 002475267
INSULATION BLANKET,ELECTRICAL | Live Line, Rubber, Class 4, Flexible Type II Solid, Hi-Vis Colour, 914 x 914mm (36 x 36") ETS RES13 | 002429124
| Live Line, Rubber, Class 4, Flexible Type II Split, Hi-Vis Colour, 914 x 914mm (36 x 36") ETS RES13 | 002429157
INSULATION SLEEVING,ELECTRICAL | Heat Shrink Tubing, c/w Sealant (MOQ 10) | 002430601
INSULATION,ELEC COND | Flexible Line Hose, Class 2, Style A, Short Lip, Plain, Straight Both Ends, Orange, 31.5mm Dia, 1372mm Lg | 002428621
| Flexible Line Hose, Class 2, Style A, Short Lip, Plain, Straight Both Ends, Orange, 31.5mm Dia, 915mm Lg | 002428613
| Flexible Line Hose, Class 2, Style B, Short Lip, Coupler One End, Orange, 31.5mm Dia, 1372mm Lg | 002428605
| Flexible Line Hose, Class 2, Style B, Short Lip, Coupler One End, Orange, 31.5mm Dia, 915mm Lg | 002428597
| Flexible Line Hose, Class 4, Coupler, Extended Lip, Orange, Flexible Dielectric, 40mm Dia, 267mm Lg | 002428738
| Flexible Line Hose, Class 4, Style C, Extended Lip, Plain, Straight Both Ends, Orange, 40mm Dia, 1372mm Lg | 002428688
| Flexible Line Hose, Class 4, Style C, Extended Lip, Plain, Straight Both Ends, Orange, 40mm Dia, 915mm Lg | 002428670
| Flexible Line Hose, Class 4, Style D, Extended Lip, Coupler One End, Orange, 40mm Dia, 1372mm Lg | 002428704
| Flexible Line Hose, Class 4, Style D, Extended Lip, Coupler One End, Orange, 40mm Dia, 915mm Lg | 002428696
INSULATOR | Epoxy Insulator, 95mm Lg, 65mm Dia c/w 7/16" Stud 15mm Lg, Grey, for Conductor Support Equipment, suit Chance Applications, ETS RES13 | 002429025
| Epoxy Insulator, 54mm Lg, 63mm Dia c/w 7/16" Stud 15mm Lg, Grey, for Conductor Support Equipment, suit Hastings Applications, ETS RES13 | 002453074
INSULATOR,ROPE | Rope Inline Insulator, 12 x 380mm (1/2" x 15") | 002429116
JUNCTION BOX | Adaptable, 300 x 200 x 152mm, Rigid PVC, Grey, Rect, Multi-Way, Surface Mtd, Screwed Lid c/w Sealing Gasket, Pack of 5 | 002489433
KARABINER | Lifting & Rigging, Triple Lock Action, Large, 178 x 94mm, Gate Opening 44mm, WLL 800kg | 002488088
KEY,SOCKET HEAD SCREW | Curve 3mm for use in Insulated Tool Kit (Allen Key) | 002416964
KNIFE,LINEMANS | Cable Jointers Blade, Cable Stripping, Fixed Blade, 175mm Lg | 002466035
| Hacking Knife, 115mm blade | 002472959
| Polymeric insulated knife. Used to remove insulation and sheathing from Armoured power cables. | 002473007
| ZEN 911 Rescue Knife with Lanyard Attachment, Black, for Tower Rescue Kit | 002491223
| Safety Flat Straight Solid Blade, Coated Back, 50mm Lg Tempered S/Steel, Impact Resistant Insulated Plastic Handle, Retractable Scabbard, Insulated 1000V | 002461705
LAMP,SAFETY HELMET | Milwaukee Spot/Flood Headlamp, 450 LM, Battery-Powered, c/w Hard Hat Clips & 3 AAA Batteries | 002489086
LANTERN,ELECTRIC | Milwaukee, 12V Portable LED, 180 - 360 Deg of Light, 4 Light Settings c/w S/Steel Hooks | 000024724
LEAD SET,TEST | 3 Phase & Neutral Lead Kit, (2.4m) Red, White, Blue & Black, Replacement Set for Phase ID Kit | 002489094
| 50m Earth Hand Reel | 002489490
| Checksystem 2.3 Test Unit Bundled Lead Sets | 002489508
| Two retractable leads,20A, 1x Red and 1x Black, D4 Stackable Plug 120cm, SILICONE 1,00' | 002472975
| 100/50M set on "A" frame reel for use with AEMC earth tester | 002470359
| 1.5m Red & Black, Male 4mm Right Angled Safety & Male 4mm Straight Safety, Cat III, 1000V (scm) | 002430528
| Replacement Test Leads c/w Non-Fused Black & Red Test Leads, Black & Red Probes & Crocodile Clip, for Kyoristsu Insulation Tester 3132A | 000020802
LEAD,ELECTRICAL | Bridge, LV, 3-Way, Temporary, 200A Capacity, Insulated, for use in Pillars & on ABC c/w 3 Insulated Piercing Clamps | 002459956
| Bridge, LV, Temporary, 200A Capacity, Insulated, for use in Pillars & on ABC c/w Insulated Piercing Clamps | 002448157
| Flexible Insulated Jumper Cable, 3m Lg, Cable Meets Requirements ASTM F2321, kV Rating 15kV Phase to Phase, 10kV Phase to Earth, 400A Rated, 1.1 Smooth Jaw Al | 000022827
| Flexible Insulated Jumper Cable, 5m Lg, Cable Meets Requirements ASTM F2321, kV Rating 15kV Phase to Phase, 10kV Phase to Earth, 400A Rated, 1.1 Smooth Jaw Al | 000022828
| Bridge, LV Fused Temporary Bypass LV Temporary Fused Bridge; 80 amp Inline Fuse Installer, Strictly for use as per WP9435 | 000025393
| Bridge, LV, 250A, Short Handle, 150mm c/w 2 x Clamps & 3m x 50mm2 Cu Clear Insulation, Marked with Rating, Date of Manufacture & Supplier | 002422665
| Bridge, LV, 250A, Long Handle, 900mm c/w 2 x Clamps, 3m x 50mm2 Cu Clear Insulation, Marked with Rating, Date of Manufacture & Supplier | 002402773
LEAD,TEST | 0.75mm2 PVC, Black, 1.5m, 12A for Perch Tele, 4mm Straight & Right Angle Connector | 002433647
| Meter Lead, 2.5m, 1mm2, Double Insulated Black PVC Cable c/w Male Safety Banana Plug & 5066 Elephant Clip | 002418234
| Earth, 50/25m Cable on A-Frame Reel, 50m Red & 25m Blue Lead, Leads to be Terminated c/w 4mm Safety Socket to Centre of Reel & 4mm Plug Fitted to | 002433944
| Line-Neutral, 2 Wire, suit 4118A c/w Moulded Plug Instrument End, Red & Black Probe Tips, Cat III 600V, for A-N Loop Testing as per LVCM Procedures | 002444354
LIFTER | Conductor Holder, Self Aligning | 002427961
| Transformer Lifting Beam, WLL 2.3t Frame to Dwg DC770, (1-5) Number Marked above each Lifting Eye & Hole Drilled for Inspection Tag, Painted Yellow NATA | 002496669
| Universal Lifting Device, Ratchet Strap, Pole or Crossarm Mount, Lift Conductors, Crossarms | 002452811
LIFTER,MANHOLE COVER | Gatic lifting kit, 2 x Long Handle Lid Lifters 1 x D (Short) Handle Lifter (Seal Cracker) 1 x Spanner, 1 x Scraper Knife, 2 x Roller Pipes, c/w Carry Bag | 002490274
| For Telstra Pit Covers, Sizes 2 to 8, 670mm Nom Lg, Zinc Plated Mild Steel Welded Assembly c/w Pull Release | 000017141
LIGHT UNIT,PORTABLE | Milwaukee Folding Flood Light Kit, 4V, 550 Lumens, L4B2 Red Li Battery, USB Recharge Cable, Magnetic Base, 3 Mode Light Output, 210 Degree Rotation, | 002471837
| Milwaukee LED Area Light, 18V, 1100 Lumens, M18 Red Li-Ion, Cordless, Octagonal Roll Cage, 222mm | 000023854
| Milwaukee Neck Light Kit, 4V USB Rechargeable Battery, 400 Lumens | 002496636
| Milwaukee, M18 LED Tripod Stand Light, 18V, 3-Mode Light Options, Low/Med/High 850/1300/2000 Lumens, 2.2m Max Extension Rotating Head, Skin Only | 000024948
| Milwaukee, Pivoting Area Light, 12V LED, 700 Lumens, 2.1A USB Output | 002490282
LIGHT,HOT LINE STICK | Milwaukee, REDLITHIUM, Utility Hot Stick Light, 4V, 3.0Ah Kit, USB Rechargeable, Twin Light, 350 Lumens | 002491173
LINE,WEED CUTTER | Trimmer Line, 2mm Dia, 45m Roll | 002475788
LINER,SAFETY HELMET | Thermal Flame Retardant, Metal Eyelets Removed & Hole Sewn in Cotton | 002407117
LINK,BRIDGING | 20A, Flat Copper HC , 60 x 12.5 x 1.5mm Nom Size, Suitably Shaped to fit a GEC SC32 Clip-In Type Fuseholder, suits Fuseholders FB20 & FB32 (P1) | 000013023
LINK,INLINE | Duckbill Lead, 1.2m Clear Cu Braid Cable 360A Cont Rated, Chance Duckbill to HD Dbl Bolt Palm Lug End Fitting, Dual Thick-walled Clear Heatshrink/Stress | 000023903
| Ferrule Lead, 1.2m Clear Cu Braid Cable, 360A Cont Rated, Screw Ferrule for Duckbill Clamp to HD Dbl Bolt Palm Lug End Fitting, Dual Thick-walled Clear | 000023930
| Stalk Lead, 1.2m Clear Cu Braid Cable, 360A Cont Rated, Tinned Cu 120mm2 Stalk Lug to HD Dbl Bolt Palm Lug End Fitting, Dual Thick-walled Clear Heatshrink/ | 000023917
| Temp 11kV, 600A Continous, Full assembly Flathooks, Ratchet Turnbuckle, Clevis & Shackles, w/o Arc Chute | 000023914
| Temp LV, 250A Continuous c/w 0.75m Lg, 50mm2 Cu Lead, Clear Insulation Bolted to Link one end, Hand Clamp with Non-conductive Handle, min 30mm Jaw | 002438943
LINK,STRESS | Replacement Stress Link, for Lugall Webbing Strap Serial Hoists, Silver | 000023887
LOAD CELL | Transducer, Tech LBC Series 500, LoadCell Button c/w Hand Held Load Meter HH4-WT-5C Display & Plug, LoadCell to be supplied with NATA Certified Calibration | 002427987
LOCATOR | (EMS) Electronic Marker System c/w Carry Case | 002429611
| Ridgid Model 21893-SR20, Locator Kit, 10Hz - 35Hz c/w ST-305 Transmitter & 4" Induction Clamp | 002407010
LOCKING ASSEMBLY | Locking Dog | 000104450
LOCKOUT DEVICE | Universal Circuit Breaker Lockout Device u/w LV CB Lock off, Pack of 1 | 000020796
LOCKOUT KIT,PORTABLE | Electrical Lockout Kit, Large, suit a range of Tag & Lockout applications in the workplace | 002455095
LUBRICANT | CRC 808 Silicone Multi-Service Spray, 330g Aerosol, for Lubricating Fibreglass Booms on EWPS | 000023823
| Lanotec, HD Lanolin, 300g Aerosol, Light Brown Liquid, Water Proofing Preservative, Lubricant & Anti-Corrosion Agent, Do Not use on Locks, Pack of 12 | 002464386
LUBRICANT,CABLE PULLING | 10L, Polymer Glycol Based Water Lubricant, Green, Hand Applicable Gel, Safe for use on all Cable Sheaths | 002403766
MARKER STRIP | Type ZB10, Number 1 to 10, Vertical, White, suit Terminal Block 10.2mm W, Pack of 10 | 000021453
| Type ZB10, Number 11 to 20, Vertical, White, suit Terminal Block 10.2mm W, Pack of 10 | 000021454
| Type ZB10, Number 21 to 30, Vertical, White, suit Terminal Block 10.2mm W, Pack of 10 | 000021455
| Type ZB10, Number 31 to 40, Vertical, White, suit Terminal Block 10.2mm W, Pack of 10 | 000021456
| Type ZB10, Number 41 to 50, Vertical, White, suit Terminal Block 10.2mm W, Pack of 10 | 000021457
| Type ZB8, Number 1 to 10, Vertical, White, suit Terminal Block 8.2mm W, Pack of 10 | 000021448
| Type ZB8, Number 11 to 20, Vertical, White, suit Terminal Block 8.2mm W, Pack of 10 | 000021449
| Type ZB8, Number 21 to 30, Vertical, White, suit Terminal Block 8.2mm W, Pack of 10 | 000021450
| Type ZB8, Number 31 to 40, Vertical, White, suit Terminal Block 8.2mm W, Pack of 10 | 000021451
| Type ZB8, Number 41 to 50, Vertical, White, suit Terminal Block 8.2mm W, Pack of 10 | 000021452
| Type ZB8, Number 51 to 60, Vertical, White, suit Terminal Block 8.2mm W, Pack of 10 | 002497048
| Type ZB8, Number 61 to 70, Vertical, White, suit Terminal Block 8.2mm W, Pack of 10 | 002497055
MAT,INSULATING | LV, Insulated Cover, 900 x 900 x 1.6mm, 1000V Insulated Mat (Reinforced) Conforms with AS4202, Assetted & Barcoded. | 002476091
MAT,LANDING | Earth, 1486 x 858mm, Galv Steel, Mesh 50 x 50mm, Dwg EESS-10031-04 | 002437945
METER | AFLC Meter, "DINGO", for Measuring Audio Frequency Signal Strength on Distribution Networks | 000024171
| Clamp-On Type, True RMS AC 0-400V & 0-400mA DC, 0-30A, Max/Min Hold, Max Conductor 23mm Dia, Cat II 600V & Cat III 600V, 1m Lg Red/Blk Test Leads | 000022016
| Digital Earth Resistance Tester, LCD, IP67 Rated, 0-2000 OHM | 000105003
| Insulation & Continuity Test 10kV, Min of Cat III 600V | 002418697
| Load Unit, Whole Current c/w Pin Probe, Crocodile Clips & Shoulder Strap | 002418283
| Phase Rotation Indicator, AEMC Phase Rotation, Indicator with Magnet Option, 2.4m Red, White & Blue Fused Tested Leads with Probes, Crocodile Clips & | 000022604
| Phase Rotation, Non-contact, Insulated Crocodile Clips, Min of Cat III 600V, ETS RSE04 | 002457778
| Phase Rotation, ETS RSE04 | 000104777
| RCD Test, Min of Cat III 600V, ETS RSE04 | 000105002
| Loop Impedance Test, Min of Cat III 300V ETS RSE04 | 000105004
| Earth Resistance, Multi Function in Case c/w Accessories, ETS RSE04 | 002433902
| Polarity Test, Loop Impedance & Voltage, Min of Cat IV 600V, ETS RSE04 | 002454395
MOTOR,UNIVERSAL | Power Head, 18V, Milwaukee, M18 Fuel, Brushless Motor | 002489243
MOUNTING BASE,TIEDOWN,ELECTRICAL | 4-Way, Low Profile, 19mm2, ABS Plastic, Self Adhesive, White, (P100) | 000019344
MULTIMETER | Clamp Meter Leakage Current, Range AC 20mA /200mA/200A, 24mm Dia Jaw Opening, to IEC 61010-1 CAT III 300V & IEC 61010-2-032, c/w Soft Carry Case | 000019303
| Electrical Digital Multimeter, 0-600V AC DC Auto Volts, Low Impedance Select, True RMS 0.001-600V AC, 0.0 Ohms-40MH, 1-600Ohm Continuity, c/w Audible Select, | 000022369
| Flexible Clamp Meter, TrueRMS 30A/300A/ 3000A, Flexible Coil, Backlight LCD Display, 1.8m Lead c/w 2 x AAA Batteries | 000023977
| Test Standard, Digital, Voltage, Resistance, Frequency, Current, Min of Cat III 600V, ETS RSE04 | 002439313
| Clamp, Digital, Voltage, Current, Min of Cat III 600V, ETS RSE04 | 000104775
| Insulation & Continuity Tester, 500/1000V, Min of Cat III 600V | 002406873
| Digital, Voltage, Resistance, Frequency, Current, Min of Cat III 600V, ETS RSE04 | 000104774
| Clamp, AC/DC, Digital, Voltage, Current, Min of Cat III 600V, ETS RSE04 | 002439321
| Meter, Voltage, Resistance & Continuity Minimum Rating, Cat III 600V, IP55 (scm) | 002430510
| Clamp, Small, AC/DC, Digital, Voltage, Current, Min of Cat III 600V, ETS RSE04 | 002439339
OHMMETER | RMO-H3 Micro-Ohmmeter, 300A, Hand Held c/w Current & Sense Cables 1.3m with TTA Clamps | 002470813
PAD,HELMET | Hard Hat Stabiliser Band, Safe-mate | 000104780
PAD,SCOURING | Eager Beaver, White, Non Scratching, for Live Line Cleaning | 002403658
PADS,KNEE,INDUSTRIAL | Swivel Type, Featuring Hard-Industrial Plastic Cap, use in Hard Hostile Terrain | 002422087
PARTITION,TERMINAL BLOCK | Type APT-UK, Partition Plate, 56mm Lg, 1.5mm W, 45.7mm H, Gray, suit Terminal Type UK6N & UK10N, Pack of 50 | 000021415
| Type TP-UK35, Partition Plate, 50mm Lg, 7.5mm W, 52mm H, Gray, suit Terminal Type UK35, Pack of 10 | 000021428
| Type TS-K, Partition Plate, 22mm Lg, 0.5mm W, 22mm H, Gray, suit Terminal Type UK6N, UK10N & UK35, Pack of 50 | 000021416
| Type TS-KK3, Partition Plate, 14mm Lg, 0.5mm W, 16mm H, Gray, suit Terminal Type UDK4, Pack of 50 | 000021438
| Type TS-UT 6-T/SP, Partition Plate, 105.2mm Lg, 1mm W, 67.5mm H, Gray, suit Terminals | 002486108
PARTS KIT | Hanging Kit c/w Magnet, Hook & Strap, suit Fluke Meters (scm) | 002430569
PENETRATING FLUID | Multi Purpose Penetrating Lubricant, 300g Spraypak Can | 002402443
PHASE & FEEDER IDENTIFIER | Live LV, 9 Channel, Network Cable Mapper Identify Live Outgoing LV Phase/Feeder/ Circuit & Display Customer Connections from Base Unit | 002450435
PIN,LOCK | Hastings Cat # 11973 | 002427979
PLATFORM,POLE | Universal Insulated Composite Pole Platform, 850mm long (Small) with Rough Top Deck & Locking Mechanism, WLL 200kg | 002489334
| Universal Insulated Composite Pole Platform, 1050mm Lg with Rough Top Deck & Locking Mechanism, WLL 200kg | 002434520
PLIERS | 205mm, Insulated 1000V, for use in Insulated Tool Kit | 002411569
| 205mm, Long Nose, for use in Insulated Tool Kit | 002411577
PLIERS,DIAGONAL CUTTING | 185mm, Side Cutters, for use in Insulated Tool Kit | 002411585
PLIERS,SLIP JOINT | 310mm, Multigrip, for use in Insulated Tool Kit | 002411593
PLUG | Retractable Straight Plug, Insulated, 4mm, Black | 002496347
POLESTRAP KIT | 12 Non-conductive Heavy Duty Strap & Carry Bag | 002428969
PORTABLE EARTHING DEVICE | 3 Ph Ganged Earth, Hazemeyer RMU Ganged, 14.4kA/0.5sec | 002490795
| O/H Line, 3 Ph Short Circuiting Assy, 2.5m Al Leads c/w Shotgun Ring, Screw Type Line Clamps & Earthing Cable Assy, 15m Al Lead, min 6kA/1 Sec Rating, | 002434561
| O/H Line, 3 Ph Short Circuiting Assy, 3.5m Al Leads c/w Romind Non-screw Type Line Clamps & Earthing Cable Assy, 15m Al Lead, Min 6kA/1 Sec Rating, in | 002461259
| Cu, Zone Substations consists of 3 x 1Ph Leads, Outdoor App, 70mm2 @ 17.0kA/1 Sec Rating, 7.5m Lg c/w Earth Clamp CLE420 & Phase Clamp CLP459 compatible with | 002427615
| Cu, Zone Substations consists of 3 x 1Ph Leads, Outdoor App, 50mm2 @ 12.3kA/1 Sec Rating, 7.5m Lg c/w Earth Clamp CLE420 & Phase Clamp CLP459 compatible with | 002427607
| O/H Line, 3 Ph Short Circuiting Assy, 2.5m Al Leads c/w Romind Non-screw Type Line Clamps & Earthing Cable Assy, 15m Al Lead, Min 6kA/1 Sec Rating, in | 002461242
| O/H Line, 3 Ph Short Circuiting Assy, 3.5m Al Leads c/w Shotgun Ring, Screw Type Line Clamps & Earthing Cable Assy, 15m Al Lead, min 6kA/1 Sec Rating, | 002434579
| Cu, Zone Substations consists of 3 x 1Ph Leads, Outdoor App, 35mm2 @ 8.8kA/1 Sec Rating, 7.5m Lg c/w Earth Clamp CLE420 & Phase Clamp CLP459 compatible with | 002427599
| O/H Line, 3 Ph Short Circuiting Assy, 3.5m Al Leads c/w Shotgun Ring, Screw Type Line Clamps & Earthing Cable Assy, 15m Al Lead, min 10kA/1 Sec Rating, | 002434553
| O/H Line, 3 Ph Short Circuiting Assy, 2.5m Al Leads c/w Shotgun Ring, Screw Type Line Clamps & Earthing Cable Assy, 15m Al Lead, min 10kA/1 Sec Rating, | 002434546
POTHEAD | PED, Earthing Equipment, 4 x Shotgun Ring Phase/Earth Clamps, 3 x 35mm2 Cu Cables 3.2m Lg, 1 x Hanger Plate c/w Yellow Carry Bag | 000022606
POWER STRIP,ELECTRICAL OUTLET | 4 Outlet, 10A, Portable Power Device, MCB & RCD Protection, Double Pole Shuttered Outlets, 240V, IP33 Rated, 30mA Sensitivity, Meets AS/NZS3012, | 000024713
PROBE,TELESCOPIC | Telescopic probe, hook and lead kit | 002489482
| Extends 49cm to 85cm, SS tip; 4mm plug for test lead Cat III, 1000V (scm) | 002430551
PROBE-LEAD ASSEMBLY,TEST | Trailing Earth Lead, 4mm Retractable Plug, Nylon Bar Reel, Earth Spike, Flexible Earth Lead Cable, Green Colour, 15-20mm Crimping Ferrule Sleeve, Joint | 000018679
| Trailing Earth Lead, Soil Probe, Storage Spool, Reel Spike c/w 15m of Lead, 4mm Banana Plug, min Cat III 600V Rated to IEC 61010, suit Voltage Meter Input | 002417772
| Red Lead, Silicon, 200mm Lg, 1.5mm2 Double Insulated, 4mm Female Fixed End & Bootlace Ferrule End, Cat III 300V, suit Adaptor for PM 45 Leads for Meter | 000022884
| Black Lead, Silicon, 200mm Lg, 1.5mm2 Double Insulated, 4mm Female Fixed End & Bootlace Ferrule End, Cat III 300V, suit Adaptor for PM 45 Leads for Meter | 000022885
| Black Lead, Silicon, 400mm Lg, 1.5mm2 Double Insulated, 4mm Female Fixed End & 4mm Male Retractable End, Cat III 300V, suit Adaptor for PM 45 Leads for Test | 000022886
| Red Lead, Silicon, 400mm Lg, 1.5mm2 Double Insulated, 4mm Female Fixed End & 4mm Male Retractable End, Cat III 300V, suit Adaptor for PM 45 Leads for Test | 000022887
| Set, to suit Test Instrument to IEC 61010-031, Comprising Red & Black Lead, Probe, Type A Probes c/w Crocodile Clips Fused at 10A, 50kA, Rated & Labelled at | 002407071
PROVING UNIT,METER | 208V-225VAC, 50Hz Nom, 150 x 80 x 40mm, IP55, for Digital Multimeters & Test Pencils (scm) | 002433639
PUMP | M12 Milwaukee, Stick Transfer Pump | 002490548
PUMP,ROTARY | Milwaukee, M18 Transfer Pump, 18V, Self-Priming, Splash-Proof Battery Compartment | 002492072
RANGE FINDER,LASER | Nikon Forestry Pro II, Three-Point Measurement System, 6 x Magnification, Back-Lit External Display, Max Range: 7.5-1600m, CR2 LI Battery | 000022825
RESCUE KIT | for LV Switchboard c/w 1 x Rescue Crook, 1 x Pair Gloves Size 11 Class 'O', 1 x Torch, 1 x Fire Blanket, 1 x Burn Dressing, 1 x Sign "Isolate Here in | 002417608
ROD,EARTH | 900mm, Steel c/w attachment for Portable Earths | 002403405
ROLLER,CABLE | Conductor, Universal Mounting, 180mm Stringing Block | 002434975
| Crossarm, suits Fibreglass & wooden Crossarms, c/w Ratchet Strap, WLL 250kg | 000023784
ROPE,FIBROUS | 100m, Tower Rescue Rope, Blue, Sewn Eye on One End | 002489300
SADDLE | HFT, Single Sided, 31mm with 6mm Fixing Holes (P100) (scm) | 002173048
| Galv, Single Sided, 20mm (P100) | 002173019
| Zinc Plated, 16mm, Conduit Electrical (P100) (scm) | 002173008
| Galv Steel, Conduit, 25mm (1") (P100) | 002403456
| Galv, Single Sided, 25mm (P100) | 002173020
| Galv Steel, Conduit, 40mm (1-1/2") (P50) | 002403458
| Galv Steel, Conduit, 20mm (3/4") (P100) | 002403455
| Cu, Double Sided, 10mm (3/8") c/w 2 x 5mm Holes (P100) (scm) | 002400822
| Cu, Double Sided, 8mm (5/16") c/w 2 x 5mm Holes (P100) (scm) | 002400821
| HFT, Double Sided, 25mm with 8mm Fixing Holes (P100) (scm) | 002173040
| Zinc Plated, 25mm, Conduit Electrical (P100) (scm) | 002173024
| Zinc Plated Metal, 50mm (P20) (scm) | 002403885
| Zinc Plated, 20mm, Conduit Electrical (P100) (scm) | 002173016
| Zinc Plated, 32mm, Conduit Electrical (P50) (scm) | 002173032
SAW,RECIP,PORTABLE,ELEC | Milwaukee, 18V Battery Powered, M18 Fuel Sawzall, Brushless Powerstate Motor, Adjustable Shoe, Overload Protection, 29mm Stroke Length, Skin Only | 002462307
| Milwaukee, M18 Top-Handle Jigsaw, 18V, Skin Only | 000024946
| Milwaukee, 12V Battery Jigsaw, Anti-Splintering Insert, Non-Marking Shoe, 20mm Stroke Length, Skin Only | 002468866
SCREW,MACHINE | Nylon Thread, 3/16 x 1-1/2, Meter Mounting, use with IIN2407110 (P500) | 002400657
| Meter Fixing, 3 x 32mm, B&R High/Low Thread (P100) | 001260054
| Meter Fixing, 3 x 13mm, B&R High/Low Thread (P100) | 001260038
SCREW,TAPPING,THREAD CUTTING | Timber T17, 12/11 x 50mm, 5/16" HWF, Class 3 (P1000) (scm) | 000104435
| Self Drill, 7 x 25mm, Bugle HD, Phillips Recess (P1000) | 002400080
| Self Drill, 7 x 45mm, Bugle HD, Phillips Recess (P1000) | 002400081
| Self Drill, Self Tap, 22mm Lg, 10 Gauge, Wafer HD (P1000) | 002405925
| Self Drill, 40mm x 10g, Hi Tek, Wafer HD (P1000) | 002405930
SCREWDRIVER,CROSS TIP | 5 x 100, Insulated 1000V, for Insulated Tool Kit (Phillips Head) | 002416600
| 6 x 125, Insulated 1000V, for Insulated Tool Kit (Phillips Head) | 002416618
| 8 x 150, Insulated 1000V (Phillips Head) | 002416626
| 4 x 75, Insulated 1000V, for Insulated Tool Kit (Phillips Head) | 002416592
SCREWDRIVER,FLAT TIP | 10 x 150, Insulated 1000V, for Insulated Tool Kit | 002416675
| 2.5 x 50mm, Insulated 1000V, for Insulated Tool Kit | 002436111
| 4 x 100, Insulated 1000V, for Insulated Tool Kit | 002416634
| 5.5 x 150, Insulated 1000V, for Insulated Tool Kit | 002416642
| 6.5 x 150, Insulated 1000V, for Insulated Tool Kit | 002416659
| 8 x 150, Insulated 1000V, for Insulated Tool Kit | 002416667
SCREWDRIVER,TORQUE | Milwaukee M12 Cordless 1/4 inch Hex 2-Speed Screwdriver, 31Nm of torque & 0-400/0-1,500 RPM. | 002476315
| Wiha TorqueVario-S VDE Bit Holder, 1000V, 0.8-5.0Nm c/w Insulated SlimBit, Slotted 4mm Tip & 5.5mm Tip, Wiha Small Tool Pouch | 002471506
SEALING COMPOUND | Insulating Sealer, 300gm Pressure Pack, Ivy Spray (Ctn 12) | 002404380
| BUTYLBOND;DOUBLE SIDED;RUBBER ADHESIVE TAPE;50 MM W;BLACK COLOUR; USED AS A WATERPOOFING SEALANT; 15 m Roll. | 000021634
SEARCHLIGHT | Milwaukee, M18 LED Serach Light, 18V, 4-Mode Output Spot, Flood, Spot/Flood & Strobe, IP54, Skin Only | 000024749
SHOE,SAFETY,LADDER | Step Ladder Feet Kit, c/w 4 Yellow Feet, Associated Washers & Rivets, suits Bailley Double Sided Step Ladder | 000023148
SHOTGUN STICK | Adaptor, Sunrise used in Shotgun Stick Kit | 002422830
SHOTGUN STICK SET | c/w Shotgun Stick Sectional 1800mm with 300mm Head, Shotgun Extension 600mm, Silicon Cloth, Disconnect Hook, Fuse Pillar, Met Guard Ring placed/affixed at | 002422079
SIGN | Crew on Line Lockable Tag, 90 x 43 x 1mm Al with 10mm Hole, Double Sided Class 2 Reflective, " DANGER CREW ON LINE" Sticker | 002489201
SILICON,TECHNICAL | 601, 350g Can | 002404388
SLEEVE,HARNESS | One Piece with 4 x TB2 Buttons | 002429041
SLEEVES,ELECTRICAL WORKERS | Class 2, Extra Curve, Live Line Sleeves (pair) Length 610mm, Small Size 24" | 002493740
| Class 2, Extra Curve, Live Line Sleeves (pair) Length 675mm, Regular Size 26.5" | 002493757
| Class 2, Extra Curve, Live Line Sleeves (pair) Length 725mm, Large Size 28.5" | 002493765
| Class 2, Extra Curve, Live Line Sleeves (pair) Length 750mm, Extra Large Size 29.5" | 002493773
| Class 4, Extra Curve, Live Line Sleeves (pair) Length 610mm, Small Size 24" | 002493781
| Class 4, Extra Curve, Live Line Sleeves (pair) Length 675mm, Regular Size 26.5" | 002493799
| Class 4, Extra Curve, Live Line Sleeves (pair) Length 725mm, Large Size 28.5" | 002493807
| Class 4, Extra Curve, Live Line Sleeves (pair) Length 750mm, Extra Large Size 29.5" | 002493815
| Live Line, Class 2, Rubber, Curved, Sleeve Length Extra Small (XS), 21", Red/Yellow, Complies with ASTM D1051 | 002478550
| Live Line, Class 4, Rubber, Curved, Sleeve Length Extra Small (XS), 21", Red/Yellow, Complies with ASTM D1051 | 002478576
| Class 3, Extra Curve, Live Line Sleeves (pair) Length 610mm, Small Size 24" | 002493708
| Class 3, Extra Curve, Live Line Sleeves (pair) Length 725mm, Large Size 28.5" | 002493724
| Live Line, Class 3, Rubber, Curved, Sleeve Length Extra Small (XS), 21", Red/Yellow, Complies with ASTM D1051 | 002478568
| Class 3, Extra Curve, Live Line Sleeves (pair) Length 750mm, Extra Large Size 29.5" | 002493732
| Class 3, Extra Curve, Live Line Sleeves (pair) Length 675mm, Regular Size 26.5" | 002493716
SLING | Round, 4000mm, Effective 3000kg SWL, Out Of Yellow Polyester, Round Slings Synthetic Fibre, to AS4497.2 | 000104659
| Round, 5000mm, Effective 3000kg SWL, Out Of Yellow Polyester, Round Slings Synthetic Fibre, to AS4497.2 | 000104660
| Round, 1000mm, Effective 2000kg SWL, Out Of Green Polyester, Round Slings Synthetic Fibre, to AS4497.2 | 000104655
| Round, 3000mm, Effective 3000kg SWL, Out Of Yellow Polyester, Round Slings Synthetic Fibre, to AS4497.2 | 000104658
| Round, 2000mm, Effective 2000kg SWL, Out Of Green Polyester, Round Slings Synthetic Fibre, to AS4497.2 | 000104657
| Round, 1500mm, Effective 2000kg SWL, Out Of Green Polyester, Round Slings Synthetic Fibre, to AS4497.2 | 000104656
SLING,ENDLESS | Synthetic Endless Round, 2m Lg, 6 Tonne, c/w 1.6m Lg Sleeve, 100mm Web Kooper Cover, for Lifter Borer Only | 000022983
| Synthetic Endless Round, 700mm Lg, c/w Protective Sleeve Over WLL Tag, 2 Tonne, Green Colour to Identify WLL | 000022988
| Synthetic Endless Round, c/w Protective Sleeve Over WLL Tag, 3m, 2 Tonne Capacity | 000021671
SNAP HOOK | Hauling Line, Tested Stamped & Certified | 002402750
SOCKET,SOCKET WRENCH | 1/2", 16mm for use in Insulated Tool Kit | 002416915
| 1/2", 17mm for use in Insulated Tool Kit | 002416923
| 1/2", 18mm for use in Insulated Tool Kit | 002416931
| 1/2", 19mm for use in Insulated Tool Kit | 002416949
| Female, 13 x 56mm, 12 Point 1/2" Drive, Insulated 1000V, for Insulated Tool Kit | 002436095
| Impact, 1/2" Square Drive, 50mm Extension | 000024892
| Impact, Female, 15mm, 1/2" Drive, Long Shank | 000024680
| Impact, Female, 16mm, 1/2" Drive, Long Shank | 000024681
| Impact, Female, 17mm, 1/2" Drive, Long Shank | 000024682
| Impact, Female, 19mm, 1/2" Drive, Long Shank | 000024683
| Impact, Female, 21mm, 1/2" Drive, Long Shank | 000024684
| Impact, Female, 23mm, 1/2" Drive, Long Shank | 000024685
| Impact, Female, 24mm, 1/2" Drive, Long Shank | 000024686
| Impact, Female, 25mm, 1/2" Drive, Long Shank | 000024687
| Impact, Female, 27mm, 1/2" Drive, Long Shank | 000024688
| Impact, Female, 30mm, 1/2" Drive, Long Shank | 000024689
| Impact, Female, 32mm, 1/2" Drive, Long Shank | 000024690
| Male, 10mm for use in Insulated Tool Kit | 002417038
| Male, 4mm for use in Insulated Tool Kit | 002416972
| Male, 5mm for use in Insulated Tool Kit | 002416980
| Male, 6mm for use in Insulated Tool Kit | 002416998
| Male, 7mm for use in Insulated Tool Kit | 002417004
| Male, 8mm for use in Insulated Tool Kit | 002417012
| Male, 9mm for use in Insulated Tool Kit | 002417020
| Socket Bolt, for Cordless Drill to drive in U/Ground Pillar D Bolts | 000104806
| Impact, Female, 13mm, 1/2" Drive, Long Shank | 000024679
| Impact, Female, 18mm, 1/2" Drive, Long Shank | 002489078
| 1/2" Insulated Socket, 19mm 1000V Deep Impact | 002499218
SPOTLIGHT | Milwaukee, M12 LED High Output Spotlight 12V, 750 Lumens, 640m Beam, IP24, Skin Only | 000024822
SPREADER,LINE HOSE | Eel Spreader, for cleaning inside of line hose | 002429074
STAND,POLE | Al Flat Stack, 4T SWL, 800mm H, Folding Leg, 13kg | 002434629
| Al Flat Stack, 4T SWL, 500mm H, Folding Leg, 10kg | 002434611
STRAP | Quickeeze Sleeve Straps, Adjustable FR Elastic & Neoprene Blend, Oval Buttons FR ABS, One Piece Design (Set of 2) | 002473494
| Sleeve Strap Set, 381mm Lg c/w 2 x Rubber Straps & 4 x Sleeve Buttons, ETS RES13 | 002453066
STRAP,RETAINING | Ratchet Tie Down Assembly 9m Long, 2.5 Tonne Rating, c/w Hook & Keeper Fitting, AS/NZS 4380-2001 | 000020203
| Ratchet Tie Down, 1.6m Tail, 36mm W, 600Kg Lashing Capacity, S Hook on Each End, Bog of 10 | 000020293
| Ratchet Tie Down, 6m Strap, Endless Loop 4000Kg Lashing Capacity (P1) | 000020677
STRIPPER,CABLE,HAND | Cable Sheath, Insulation & Peelable Semi-con, 16 to 58mm Dia | 002461218
| Insulation & Outer Sheath, 1.5 - 5.5mm Thk, Cables 50mm2 - 240mm2 | 000104617
| Scoring Tool, 0.4mm Semi-conductive Screen | 002433126
| Self Adjusting, Cutting & Stripping 0.2-6mm2 Cu or Al, Stopper for Adjusting Strip Length | 002461200
| Hand Held for 95mm2 & 25mm2 for ABC Cable Ripley Tool 2 x 2 Style | 002402357
| Insulation, Hand Held to suit 10 to 50mm Diameter suitable for use with Sector & Circular Cores | 002429603
| Cable Outer Sheath, Cast Alloy Handle Large Blunt Nose Blade, must be IR Cutter | 002423887
| Alroc CCT Insulation Stripper, 3.0mm Circumference & 3.3mm Longitude Circular Blades, suit Cable 10 to 30mm OD | 002497485
| Suitable for Cables up to 45mm Dia, Sheath & Insulation up to 12mm Depth, must be Speed Stripper Model # 1542-2CL1 | 002423929
| Scoring Tool, 0.6mm Semi-conductive Screen | 002423945
| Chamfering Tool, 12.7 to 34.9mm OD, for Chamfering of Primary Insulation for Terminations & Joints | 002452365
| Cable Sheath & Insulation, suit Cable from 4.5 to 40mm Dia, Greenlee 1903 | 002461333
| Square Cut Bushing 50mm2 ABC to suit Ripley 2 x 2 Cable End Stripper (IIN2402357) | 000104474
| Insulation Stripping Tool for Removing Outer Sheath Only | 002406687
SWIVEL,EYE AND LINK | Line Swivel, S/Steel Line Swivel, suits Cable Socks, 1.38" Dia, Rating 26.7kN WLL - 2.67T Marking Required | 000023366
TAMPER | Hydraulic, Pole, 1.8m Lg, Kidney Shaped Foot 60 x 200mm, Flush Face Couplers, Kevlar Protection Sleeve, Stress Relief on Hoses | 000104511
TAP & DRILL,COMBINATION | HSS, M5 x 0.8, 41mm Lg, suit M5 Nylon SetScrew used to hang Meters | 002471795
TAPE | Armorcast, 100mm W x 3.04m | 000104148
TAPE,ADHESIVE | 3M VHB Double Sided, 12mm W x 32.9m Lg, 1.1mm Thk, Acrylic Adhesive, Grey, for attaching meter backing boards to asbestos meter panels only | 002461127
| 3M VHB Double Sided, 18mm W x 33m Lg, 1.1mm Thk, Acrylic Adhesive, Grey, for attaching meter backing boards to asbestos meter panels | 002482586
TAPE,DUCT | 48mm x 30m Roll, for Sealing & Joining | 002405158
TAPE,INSULATION,ELECTRICAL | 3M Super 33+ Premium Vinyl, Black, 19mm x 20m, UV Resistant, Flame Retardant, for Indoor & Outdoor use | 000021811
| PVC, 50mm | 002406402
| Scotch Vinyl Mastic, 101mm x 3m (scm) | 001978212
| P & B, 50mm | 001978603
| Scotch 22, 48mm x 33m, Vinyl, Heavy Duty | 002404275
| Anti-Treacking Scotch, No 70, 25.4mm x 9.1m x 0.30mm, (MOQ 10 rolls per delivery location) | 002405057
| Scotch, 19mm x 9m, No 23 | 001975809
| Scotch Heavy Duty, 36 x 33mm, Black, No 22 | 001975815
| Foaming Mastic | 002400865
| Scotch 3M-VM, 38mm | 002406406
TELESCOPIC STICK | Fibreglass, 12m Ext Length, Combination Operating/Measuring Telescopic Hot Line Stick, Metric Graduations M/CM, Triang Shape, Hi-Vis Foam-Filled Top Section, | 002416543
| Fibreglass, 9.2m Ext Length, Combination Operating/Measuring Telescopic Hot Line Stick, Metric Graduations M/CM, Triang Shape, Hi-Vis Foam-Filled Top Section, | 002416568
TERMINAL BLOCK | 4 Terminal Tunnel Type, 500V, 140A, Red, suit up to 25mm2 Cable, Pack of 10 | 000017021
| Type UDK 4, Feed-through, 32A, 630V, 4mm2 Cross Section, 4 Connections, Gray, Universal Mtg, Pack of 50 | 000021435
| Type UK 10N, Feed-through, 76A, 800V, 10mm2 Cross Section, 2 Connections, Gray, Universal Mtg, Pack of 50 | 000021420
| Type UK 35, Feed-through, 150A, 1000V, 35mm2 Cross Section, 2 Connections, Gray, Universal Mtg, Pack of 50 | 000021424
| Type UK 6N, Feed-through, 57A, 800V, 6mm2 Cross Section, 2 Connections, Gray, Universal Mtg, Pack of 50 | 000021411
| Type USLKG 10N, Ground Modular, 10mm2 Cross Section, 2 Connections, Green-Yellow, Universal Mtg, Pack of 50 | 000021423
| Type USLKG 6N, Ground Modular, 6mm2 Cross Section, 2 Connections, Green-Yellow, Universal Mtg, Pack of 50 | 000021419
TERMINAL STRIP | Mini Neutral Link, 100A, 500V, 5 Hole c/w Cover, Front Wiring, Black | 002492676
| Mini Neutral Link, 100A, 500V, 8 Hole c/w Cover, Front Wiring | 000004877
TEST KIT | Digital Micro Ohm Meter Kit, 4 Terminal, 240V Mains or Battery Powered, 10amp Test Current, Range 0.1 micro-ohm to 2500 micro-ohm | 000022534
TEST PAPER & CHART,PH | FI1101 Indicator Sticks, pH 0-14 Scale, to Test pH/Alkaline Levels in Waste Water, Cylinder of 100 | 000022156
TESTER | DV-Power CAT-P Circuit Breaker Analyser & Timer c/w Mini USB Cable, USB Stick, Touch Pen, Transport Case | 002491751
| Live Line Rope Tester, Magnetic Base | 002491801
| MIT330, 1kV Insulation & Continuity Tester, Digital/Analogue Backlit Display & Range Selection, Adjustable Limits, Switch Test Probe, Test Result Storage, | 002497188
TESTER,CABLE IDENTIFICATION | Cable Core Identifier c/w Diode & Leads, Used for the Identification of Cores in De-energised Underground Cable | 002429330
TESTER,ELECTRICAL LEAKAGE | PROVA 23;MEASURES ACTIVE (W,KW,HP); REACTIVE (VAR,KVAR) & APPARENT (VA, KVA) POWER;POWER FACTOR (PF);PHASE ANGLE; ENERGY (WH,KWH) & 1 TO 99TH HARMONICS; | 000022605
TIP,TEST PROBE | Type A, Red & Black, Pin Tips, 2mm Tips Cat III, 1000V (scm) | 002430536
TOILET,PORTABLE | Cleanwaste GO Anywhere, Packed Away 48 x 36 x 12cm, Set up 53 x 43 x 36cm, 226kg Weight Limit, 3 Fold-out Legs, to be used with Toilet Bags | 002483519
TONGS,MATERIAL LIFTING | Model 30 Pole Tong, Pole Scissors, 4.5T 45mm Opening with 6.5T Bow Shackle | 000025109
TOOL KIT,CABLE CUTTING | c/w Hyrdaulic Cutter (IIN2408227), 6.0m Non Conductive Hose (IIN2408219) & Hose Storage Bag (IIN2408235) | 002408243
TOOL KIT,SEPARATOR | ABC Separation Tool | 002402720
| Wedge, Core Separation, to suit LV ABC | 001898023
TOOL,APPLICATION | Bending Tool, for 50-300mm Solid & Stranded Aluminium Conductor UG Cables | 002491256
| Combination Install & Quick Release Device, S/Steel, Orange Painted Finish, Fits Sunrise Head, used for Aviation Signal Flags | 002486454
| Podger Tool, c/w Sunrise Fitting, suits Live Live Hand Sticks | 002488567
| Pole Topping Tool, c/w Sunrise Fitting, suits Live Live Hand Sticks | 002488559
| TMAC DNOB Hanging Device, Pole Switch Do Not Operate Applicator Assembly, used with Slotted Sunrise Adaptor | 000025111
TOOL,MULTIFUNCTION | Milwaukee Multi-Tool, Conduit Cutter, 18V c/w Carry Case & Battery Charger, Skin Only | 002461697
TOWELETTE,CLEANING | Boom Stick Pre-wash Wipes, Individual Saturated 24" x 24" in Sealed Foil Pouch (Box of 24 Wipes) | 002427490
| Fibreglass Wax & Buff Kit, Wax-Saturated Wipe with Dry Buffing Towel (Box of 72 Wipes) | 002427516
| Hot Stick Wipes, S-1 Kits, Saturated Wipes in Sealed Foil Pouch (Box of 144 Wipes) | 002427482
| Insulating Stick, Moisture Eater II, Wipes (P50) | 002430452
| Polywater, Rubber Goods Cleaner, Towels, Pre-moistened Towels, 72-count Saturated Wipe Dispenser | 002427649
TRIMMER,TREE,POLE MOUNTED | Chainsaw, Pole Mounted, (Hydraulic) Long Reach Chainsaw Foam Filled Handle, 1905mm Lg (75 Inches) | 000104502
TURNBUCKLE | Ratchet Turnbuckle, 1.6T WWL, 16mm Thd, 532mm Open & 350mm Closed, suit Inline Links | 000022784
WRENCH | Drive End, 200mm Lg, for 38mm (1.5") Swamp Anchor, Rated at 10000 Lbf.ft | 000104449
| Drive End, 2133mm Lg (7ft), Rated at 10000 Lbf.ft | 000104448
WRENCH,ADJUSTABLE | Shifter, 265mm Lg, 32mm Opening, Fully Insulated 1000V, for Insulated Tool Kit | 002436103
| Spanner, 250mm, for use in Insulated Tool Kit | 002416956
WRENCH,BOX | Single Spanner, 10mm, Offset, 1000V Insulated, for Tool Kit | 002416717
| Single Spanner, 11mm, Offset, 1000V Insulated, for Tool Kit | 002416725
| Single Spanner, 12mm, Offset, 1000V Insulated, for Tool Kit | 002416733
| Single Spanner, 13mm, Offset, 1000V Insulated, for Tool Kit | 002416741
| Single Spanner, 14mm, Offset, 1000V Insulated, for Tool Kit | 002416758
| Single Spanner, 15mm, Offset, 1000V Insulated, for Tool Kit | 002416766
| Single Spanner, 16mm, Offset, 1000V Insulated, for Tool Kit | 002416774
| Single Spanner, 17mm, Offset, 1000V Insulated, for Tool Kit | 002416782
| Single Spanner, 18mm, Offset, 1000V Insulated, for Tool Kit | 002416790
| Single Spanner, 19mm, Offset, 1000V Insulated, for Tool Kit | 002416808
WRENCH,IMPACT | Milwaukee, M18 Fuel, Large 205mm, 1/2" Pin Detent Anvil, 18V, Powerstate Brushless Motor, 4-Mode Drive Control, Skin Only | 000024743
| Milwaukee, M18 Fuel, Small 155mm, 1/2" Friction Ring Anvil, 18V, Powerstate Brushless Motor, 4-Mode Drive Control, Skin Only | 000025114
| Milwaukee, Ratchet, 12V, 3/8" Drive, 47Nm Torque, c/w Built-in LED Light & On-board Fuel Gauge, Skin only | 000024984
WRENCH,OPEN END | Single Spanner, 10mm, Insulated 1000V | 002416816
| Single Spanner, 11mm, Insulated 1000V, for use in Insulated Tool Kit | 002416824
| Single Spanner, 12mm, Insulated 1000V, for use in Insulated Tool Kit | 002416832
| Single Spanner, 13mm, Insulated 1000V, for use in Insulated Tool Kit | 002416840
| Single Spanner, 14mm, Insulated 1000V, for use in Insulated Tool Kit | 002416857
| Single Spanner, 15mm, Insulated 1000V, for use in Insulated Tool Kit | 002416865
| Single Spanner, 16mm, Insulated 1000V, for use in Insulated Tool Kit | 002416873
| Single Spanner, 17mm, Insulated 1000V, for use in Insulated Tool Kit | 002416881
| Single Spanner, 18mm, Insulated 1000V, for use in Insulated Tool Kit | 002416899
| Single Spanner, 19mm, Insulated 1000V, for use in Insulated Tool Kit | 002416907
WRENCH,RATCHET | 50 VDE Insulated Adjustable Torque Wrench, Clockwise, Counter Clockwise Operation, Reversible Ratchet, 1/2" Drive, Dual Scale 5-50Nm (5-50 LBF.FT), | 000022951
| Large VDE Adjustable Torque Wrench, 460mm,Dualescale, 20-100Nm(15-80 lbf.ft) 1/2" Drive, CW/CCW Operation, Reversible Ratchet, 1000V AC/1500V DC, | 000023886
| Reversible 1/2" Drive Insulated 1000V for use in Insulated Tool Kit | 002416683
| Single Ended, Reversible, Dual Size, 13mm & 17mm A/F Hex Sockets, Long Handle with Grip, Approx O/A 260mm Lg | 002416139
| Single Ended, Reversible, Dual Size, 13mm & 17mm A/F Hex Sockets, Short Handle with Grip, Approx O/A 200mm Lg | 001898605
| Single Ended, Reversible, Dual Size, 17mm & 19mm A/F Hex Sockets, Cushioned Grip Handle | 002406689
| Single Ended, Reversible, Dual Size, 32mm & 36mm A/F Hex Sockets, Cushioned Grip Handle | 001898663
| Single Ended, Reversible, Quad Size, 17mm, 19mm, 24mm & 30mm A/F Hex Sockets, with Insulated Handle AS 1112 | 000104508
WRENCH,SOCKET | J Hook Centre Impact Socket 49mm x 14mm 1/2 Square Drive | 000024998
WRENCH,SPANNER | Double Ended, Fixed Head, Quad Size, 16mm, 18.5mm, 23.5mm & 28.3mm A/F Hex Sockets | 001877429
| Turret, T-Bar to Suit "D" Head Holding Down Bolts | 002405048
WRENCH/DRILL,IMPACT,BATTERY | Milwaukee 18V, M18 Fuel, 7/16" Hex High Impact Drill, Hi-Torq | 000023952
WRENCH/DRILL,IMPACT,HYDRAULIC | Closed Centre, Variable Trigger Speed with Trigger Guard c/w Flush Face Quick Connect Couplings & Internal Flow Control to Prevent Over Speed | 000104509
BRACKET,LIFTING | Transformer, with Webbing Ratchet Strap, WLL 861kg (1900 lbs) | 002418226
BRACKET,MOUNTING | Pole Bracket for LV Temporary Crossarm, Ertalon 6-PLA, Black c/w Webbing Strap | 002472314
| Pilot Magnetic-Mount Bracket, c/w Bungy & Belt Clip, suits Pilot Belt Barrier | 002486447
| TRIDENT CROSSARM TEMPORARY HOLDER KIT CONSISTS OF 2 X HOLDERS IN A BAG | 002499671
| Pin Top Insulator | 002434991
| Ratchet Strap Assy, suit Crossarm & Pole Mounting | 002434983
BREAKER,PAVING | Demolition Hammer, 240V Earth Rod Driver, 2 Handles (Front & Straight) c/w 380mm Lg Point Chisel & 533mm Lg 110mm W Spade & Carry Case | 002453082
BRIDGE,TERMINAL BLOCK | Type FBI 10-8, Fixed Bridge, 57A, 10 Posn, 8mm, Screw Mtg, Silver, suit Terminal Type UK6N, Pack of 10 | 000021413
| Type FBI 10-10, Fixed Bridge, 76A, 10 Posn, 10mm, Screw Mtg, Silver, suit Terminal Type UK10N, Pack of 10 | 000021421
| Type FBI 2-15, Fixed Bridge, 150A, 2 Posn, 15mm, Screw Mtg, Silver, suit Terminal Type UK35, Pack of 10 | 000021425
| Type EB 10-15, Insertion Bridge, 110A, 10 Posn, 15.25mm, Gray, suit Terminal Type UK35, Pack of 10 | 000021427
| Type EB 10-8, Insertion Bridge, 57A, 10 Posn, 8mm, Gray, suit Terminal Type UK6N, Pack of 10 | 000021414
| Type FBI 10-6, Fixed Bridge, 34A, 10 Posn, 6.2mm, Screw Mtg, Silver, suit Terminal Type UDK4, Pack of 10 | 000021437
| Type EB 10-10, Insertion Bridge, 70A, 10 Posn, 10mm, Gray, suit Terminal Type UK10N, Pack of 10 | 000021422
| Type FBI 3-15, Fixed Bridge, 150A, 3 Posn, 15mm, Screw Mtg, Silver, suit Terminal Type UK35, Pack of 10 | 000021426
BRUSH,WIRE,SCRATCH | Conductor Cleaning Brush, V Type, S/Steel, Universal & Sunrise Stick Connection, Replaceable Brushes | 002429090
| Madi Conductor Brush, DogBone, for Cu & Al, Lightweight, Snap Ring, with Loctite 222 Threadlocker on Threads | 002491785
| Replacement, Madi DogBone Brush Pads | 002491793
| Conductor Cleaning Brush, V Type, S/Steel, Shotgun Stick Connection, Replaceable Brushes | 000017846
| SB Type, S/Steel 12mm Lg Exposed, Cylindrical 60mm Dia, Plastic Body, Blue, 140mm Lg, for Al Based Conductors, Pack of 5 | 001811169
| Madi Conductor Brush, FlatRound, for Flat & Round Connections, Lightweight, Snap Ring, Hi-Vis Green | 002499317
| Replacement Brushes, S/Steel, for V Type Conductor Cleaning Brushes (Box of 10) | 002429108
| Cu, Black | 001811177
CABLE GLAND | Nylon, M40, 19-28mm OD, 18mm Lg Thread, A/F 49.2mm, Black, IP68 | 002400895
| Non-Metalic, Compression Fitting, 30.0 - 38.0mm2 Dia Cable (scm) | 002434033
| Nylon, M20, 8-13mm OD, 15mm Lg Thread, A/F 26.3mm, Black, IP68 | 002402762
CABLE TIE | Nylon, Black, 200 x 4.8mm, UV Resistant (P100) | 002400776
| Nylon, Green, 200 x 2.5mm, Pack of 100 | 002472058
| Strap, 15m Roll, suitable for use with Service Cable (scm) | 002407076
| Head, suitable for use with Service Cable Tie Strap (P25) (scm) | 002407075
| Nylon, Natural, 138 x 4mm (P100) | 001001101
| Nylon, Natural, 102 x 3mm (P100) | 001001100
| Nylon, Black, 430 x 4.8mm, UV Resistant (P100) (scm) | 001001110
| Nylon, Black, 140 x 3.6mm, UV Resistant (P100) | 002405374
| Nylon, Natural, 380 x 7.6mm (P100) | 001001104
| S/Steel 316, 360 x 4.6mm Panduit # MLT4S-CP316 (or equivalent) | 001001113
| Nylon, Black, 360.68 x 4.83mm, Weather & UV Resistant | 002465078
| Nylon, Black, 340.36 x 6.86mm, Weather & UV Resistant | 002465060
| Nylon, Black, 139.7 x 3.6mm, Weather & UV Resistant | 002465045
| Nylon, Natural, 200 x 4.8mm (P100) (scm) | 001001102
| Nylon, Light Duty, 200 x 2.5mm, Pack of 100 | 002472041
| Nylon, Black, 370 x 7.6mm, UV Resistant Self Locking, Minimum Proof Tensile Strenght 22kgs, for Indoor & Outdoor Applications (P100) | 002403467
| Nylon, Black, 185.67 x 4.83mm, Weather & UV Resistant | 002465052
CAP,UTILITY | Bump Cap, Baseball Style, Short Peak Brim, Adjustable for One size fits all, Plastic Insert, Hard, Lightweight, Navy, EN812 Industrial Cap Stds | 000021360
CARTRIDGE,RESPIRATOR,AIR FILTERING | Pro2000 PF 10, P3 PAPR, Particulate Filter, for Solid/Liquid Particulates, Radioactive/Toxic Particles, Bacteria, Viruses, Fumes/Mists | 002455434
CHAIN,CHAINSAW | Replacement Chain, for Milwaukee 18V Battery Chainsaw | 000025531
| Milwaukee, M18 Fuel, 254mm, Replacement Chain to suit Pole Saw | 002489276
CHAINSAW | Milwaukee 18V Battery Chainsaw Kit c/w Spare Chain, 1 x 6Ah Battery, 1 x 12Ah Battery, Chainsaw Bag, 1L Bar Oil, Sharpening File & Jig | 002471183
| Milwaukee 18V Battery Chainsaw, Skin Only | 002471191
| Pole Saw Attachment, M18 Fuel, 254mm Bar & Chain, QUIK-LOK Connection, Automatic Oiler, 124cm L | 002489250
CHARGER,BATTERY | 14.4 V;5.6 AMP AC;230 V;50-60 HZ;SUITS RECHARGEABLE BATTERIES;U/W IZUMI TOOLS,14.4 V NICD & NIHM, LITHIUM ONLY; U/W RECHARGEABLE BATTERY SC21315 (NIMH & | 000022273
| 18 V Milwaukee Battery Power Source; USB Port. | 002476919
| Milwaukee 18V, 6-Bay Sequential Charger, for Li-Ion Batteries | 000024185
| Milwaukee 12-18V Rapid Charge, 220-240V, 50-60Hz, for Li-Ion Batteries | 000022011
| CHARGER LI-ION SINGLE 18V RAPID MAKITA; | 000025367
| Milwaukee 12-18V Automotive Charger c/w Car Accessory Plug, for Li-Ion Batteries | 002469625
CLAMP | Live Line, Operating Tool to suit Ring/ Bayonet Type Clamps, Tool to fit Sunrise Fitting | 002403388
CLAMP,ELECTRICAL | Insulating Blanket Peg, 25mm Spring Clamp, Quick Grip, Blue, HD Nylon | 002430429
| Insulating Blanket Peg, 75mm Spring Clamp, Quick Grip, Blue, HD Nylon | 002430445
| Insulating Blanket Peg, 50mm Spring Clamp, Quick Grip, Blue, HD Nylon | 002430437
| Insulating Spring Loaded Clamp, 80mm Lg x 25mm Opening, 1000V, c/w Rubber Contacts in Headpiece, Rated to IEC 60900-2004 | 002475721
| INSULATING SPRING LOADED CLAMP;C/W RUBBER CONTACTS IN HEADPIECE;160 MM LG X 40 MM OPENING;1000 V;RATED TO IEC 60900-2004; | 000021345
| Helical Compression, Constant Force Spring, 31-50mm Dia, for Earthing Screened Control Cables | 002475317
| Helical Compression, Constant Force Spring, 20-37mm Dia, for Earthing Screened Control Cables | 002475309
| Helical Compression, Constant Force Spring, 19-29mm Dia, for Earthing Screened Control Cables | 002475291
| Helical Compression, Constant Force Spring, 14-22mm Dia, for Earthing Screened Control Cables | 002475283
CLAMP,INSULATION PIERCING | Tool, Insulation Piercing for 95mm2 ABC | 000409733
CLAMP,LIVE LINE | Blanket Clamp Peg, Large, Wooden, 200mm Opening, Wooden Peg Large | 002428779
| Blanket Clamp Peg, Small, Wooden, 150mm Opening, Wooden Peg Small | 002428761
CLEANER,VACUUM | Milwaukee, M18 Wet/Dry Vacuum, 7.5 Ltr, 18V, Built in Blower Port, HEPA Filter, On-Board Accessory & Hose Storage, Skin Only | 000025127
| Milwaukee, M12 Cordless Compact Hand Vacuum, 12V, 470mm c/w Crevice Tool, Extension Nozzle, Extension Wand, Filter Assembly & Utility Nozzle, Skin Only | 002472785
CLEANING COMPOUND,SOLVENT | Cable Cleaning CC-4 supplied in 964ml Container (P4) | 000156595
CLIP,ELECTRICAL | Insulated Alligator Clip, Elephant Type, 1000V, 1 x Black & 1 x Red Clip c/w Safety Shroud | 000019762
CLIP,GLOVE | Glove Clip Keeper, to hold Work Gloves, Dielectric, Non-Corrosive, attaches to Belt Loop or Pocket | 002459907
CLOTH,CLEANING | Disposable, Solvent Impregnated, Degreasing Wipe, for Cleaning EHV Cable 150 Wipes per Bucket | 000021736
| Silicone Impregnated for Wiping Epoxiglas Tools | 001811190
COLLECTOR UNIT,DUST | Milwaukee M18 & M28 HAMMERVAC Dust Extractor, 18V, HEPA Filter, suit Milwaukee Hammer Drill | 002471514
HOLE SAW | Impact, 16mm Dia, 8TPI, Quick Connect 1/4" Hex Shank, Thin Wall, Bi-Metal | 002497345
BEACON,PERSONAL LOCATOR | GPS, Digital 406MHz, High Intensity Flashing LED, 7 Year Battery Life, IP67 Carry Case, supplied with Asset & Barcode | 000024173
FLUTEBOARD | Corflute, White, 150 x 230mm Nom, Plastic, Legend: Stock Code O/No, SAR No, Date, Qty | 000014868
This shape represents a slicer. Slicers are supported in Excel 2010 or later. If the shape was modified in an earlier version of Excel, or if the workbook was saved in Excel 2003 or earlier, the slicer cannot be used.

## Admin Master NS (hidden)
STOCK_CODE | ITEM_NAME | DESCRIPTION | Material Stock Category
000104355 | ABSORBENT MATERIAL,SPILL CLEANUP | Bio-Active Organic Absorbent, 10kg Bag (MOQ 1 Pallet = 70 bags) | General
000104360 | ABSORBENT MATERIAL,SPILL CLEANUP | K-SORB, Organic Hydrophobic Absorbent, 5L Bag (P20) | General
002488336 | ABSORBER | suit GE F35-145kV GIS | Switchgear Substation
002470854 | ABSORBER,OVERVOLTAGE | Messko MTraB Overvoltage Protection Kit, upto 400V, Retrofit for Reinhausen Regen Breather | Substation
002472611 | ACCELEROMETER | Nexion NX6300, Tier 2 GPS, Impact/ Rollover Detector, suit Tait TM9455 c/w GNSS Antenna & 5m Cable, Mounting Cradle & Lead | Communications
002472629 | ACCELEROMETER | Nexion NX6300, Tier 2 GPS, Impact/ Rollover Detector Bare Unit (No Mtg Cradle, No GPS Antenna, No Cable Assy) | Communications
002472645 | ACCELEROMETER | Nexion NX6300, Tier 2 GPS, Impact/ Rollover Detector Kit, suit GME CM60 c/w GNSS Antenna & 5m Cable, Mounting Cradle & Lead | Communications
002422897 | ACCESS KIT | Roof Access c/w 2x 11mm x 30m Dynamic Ropes, 2x 1200mm Sling, 2x 400mm Sling, 1x Fragram Tape Angle Measuring Spirit Level, 10x Bolt Plate Hangers with 10mm | PPE, Hardware & Tools
000025465 | ACCESS KIT | Transformer Access Kit c/w SALA Nano-Lok Webbed Lifeline, 2 x Lanyard Keepers, 3 x 25mm Round Slings: 1 x 2m Orange, 1 x 1.2m Fluro Yellow, & 1 x 600mm Blue, | PPE, Hardware & Tools
002486611 | ACCESSORY KIT | for Shock Investigations c/w Teleperch Pole, 1.5m Lead, 16mm Double Clip, Al Plate with 4mm Bolt c/w Bag | Hardware & Tools
002491769 | ACCESSORY KIT,ELEC EQUIP | DV-Power CAT-P Coil Control Module c/w Control Cable & Supply Cable w/Banana Plugs, Test Probes w/Grip Jaws | Hardware & Tools
002485019 | ACCESSORY KIT,ELEC EQUIP | Feeder Parallel Connection Kit, Vertigroup VS3, for joining 2 x 630A Switch Fuses c/w 3 x Connection Tags, Cover, Handle Connect Bar, Bolt Pack, | U/G Equipment
002470250 | ACCESSORY KIT,ELEC EQUIP | FSD400 4-Way Palm Extension Retrofit Kit, 3 Ph c/w Top & Bottom Covers, 4-Way Palm Extensions, Screws, Nuts & Washers, Adaption for NGK Bundle Box to | O/Head Line
002485027 | ACCESSORY KIT,ELEC EQUIP | Feeder Parallel Connection Kit, Vertigroup VS3, for 2 x 300mm2 Cables c/w 3 x Connection Tags, Cover, Bolt Pack | U/G Equipment
000025419 | ACCESSORY KIT,SPECTACLE | Bolle Rush Plus Safety Eyewear Kit c/w Strap & Gasket | PPE, Hardware & Tools
002459089 | ACCESSORY,POWER QUALITY ANALYSER | PM45, 500A (1-500A) Flexible Current Probe, 600mm Lg | Hardware & Tools
002426435 | ACCESSORY,POWER QUALITY ANALYSER | PM45, 3000A (100-3600A) Flexible, Current Probe, 600mm Lg | Hardware & Tools
002433761 | ACCESSORY,POWER QUALITY ANALYSER | 5 Wire (3P+N+G) Voltage Cable Harness, fused with Banana Plugs & Crocodile Clamps | Hardware & Tools
002433779 | ACCESSORY,POWER QUALITY ANALYSER | 5 Wire (3P+N+G) Voltage Cable Harness, fused with Large Clamps | Hardware & Tools
002452175 | ACTUATOR | Mid Pole Mount, 4m Lg, S/Steel, for Load Break Switch, AK Power | Switchgear Distribution
002404796 | ACTUATOR | STG1-02-F (Thursday Island) | Protection
002452191 | ACTUATOR | Mid Pole Mount, 6m Lg, for Load Break Switch, AK Power (scm) | Switchgear Distribution
002452183 | ACTUATOR | Mid Pole Mount, 4m Lg, for Load Break Switch, AK Power (scm) | Switchgear Distribution
002437606 | ACTUATOR,MECHANICAL | Motor for 33kV RMU Disconnector Switches, JTS 06-08-01 | Switchgear
002437598 | ACTUATOR,MECHANICAL | Motor for 22kV RMU Disconnector Switches, JTS 06-08-01 | Protection
002463073 | ACTUATOR,MECHANICAL | 12/24V, 5A Max Load, 30cm Lg Cable c/w Cannon Plug, IP40, Hino JO8 Electrical Parts | Remote Generation
000024891 | ADAPTER,SOCKET WRENCH | Impact, 1/2" Square Drive to 7/16 Hex Drive, Milwaukee | Hardware & Tools
002485712 | ADAPTER,SOCKET WRENCH | 1/4" Quick Connect Hex Shank to 1/2" Square | Tools & Equipment
002485795 | ADAPTER,SOCKET WRENCH | 3/8F x 1/2M Impact Rated | Tools & Equipment
000023361 | ADAPTOR | Streetlight Base, Connects 4 Bolt Pole to 3 Bolt Ragbolt Foundation, for Minor Road Poles c/w 4 x M20 x 75mm Bolts & 4 x M20 Washers (scm) | Street Lighting Poles
002476901 | ADAPTOR | Snappy Drill Bit Holder; 1/8 Drill Range 2.82 mm to 3.2 mm. | Hardware & Tools
002438463 | ADAPTOR | Stray Voltage Eliminator, 3k Ohm, use with High-Impedance Digital Multimeters, Accepts 4mm Safety-Shrouded Banana Plugs | Hardware & Tools
002475713 | ADAPTOR | Sunrise adaptor; Aluminium; Universal Sunrise to 1/4" thread adaptor; to suit Electronic devices. | Hardware & Tools
002461317 | ADAPTOR | Hex to Non-Screw Type Earth Clamp, Removal from Lines, suit Romind PED Non-Screw Type Clamp | Hardware & Tools
002461309 | ADAPTOR | Hex to Non-Screw Type Earth Clamp, Application to Lines, suit Romind PED Non-Screw Type Clamp | Hardware & Tools
002462703 | ADAPTOR | Passive PoE Injector/Splitter, 2-Way Adaptor c/w 2.1 x 5.5mm DC Connector, suits 5V/9V/12V/18V/24V/48V DC Power Input, 2 x Wall Mounting Holes | Communications
002483840 | ADAPTOR | Depth Limiter, 90mm OD, 44mm ID, 23mm W, 2 Piece, 5mm Allen Key Bolts, Acetyl Nylon, Suits Milwaukee M18FMT0 Multi-Tool | Tools & Equipment
002443307 | ADAPTOR | RJ45-DB25M, Custom Network I/O Adaptor from DB to RJ | Communications
000021738 | ADAPTOR | Socket & See GPO Adaptor, Plugs Into Standard GPO & Connects Instrument Leads Directly Into It, 3 Pin Plug, 4mm Safety Socket | Hardware & Tools
002499036 | ADAPTOR | Type SMA Socket to SMA Socket, Straight | Communications
002497659 | ADAPTOR | Replacement Part, Star Lock Adaptor, for Milwaukee Multifunction Tool M18FMT | Tools & Equipment
002499028 | ADAPTOR | Cinch, Type SMA Socket to N Plug, Straight, 50 Ohm Coaxial Adaptor | Communications
000024862 | ADAPTOR | Sunrise Fitting to Bayonet Male Adaptor for u/w Substation Earths & Voltage Detectors | Hardware & Tools
002471548 | ADAPTOR | StreetLED MkIII, Tilt Adaptor, -5Deg | Street Lights
000022040 | ADAPTOR | UNIVERSAL HEAD TO BAYONET ADAPTOR;TO APPLY PORTABLE EARTHS FITTED WITH BAYONET TYPE CLAMPS;U/W OPERATING STICK (SHOTGUN) SC18281 (SHOTGUN KITS | Live Line Equipment
002472363 | ADAPTOR | RoadFlair BRP391, BRP392 & BRP393, Tilt Adaptor, -5Deg | Street Lights
002478949 | ADAPTOR | Antenna Adaptor, FME Male to SMA Male | Metering Delivery
002478931 | ADAPTOR | Antenna Adaptor, SMA Female to FME Female | Metering Delivery
002478014 | ADAPTOR | SF6 Filling & Draining Adaptor, for Schneider RL & N Series Recloser/LBS | Switchgear Distribution
002492742 | ADAPTOR | Earth Park Adaptor with 100mm Longer Leg & supplied with GR304 Ring Spindle, Commonly Known as Temp EDO Earthing Stirrups | Tools & Equipment
000104447 | ADAPTOR | from Locking Dog Assy to 75mm2 Drive Shaft (Kelly Bar) | Hardware & Tools
002472371 | ADAPTOR | RoadFlair BRP394, Tilt Adaptor, 8 Deg, Dwg GM BRP-394-8D, Pack of 25 | Street Lights
002457620 | ADAPTOR KIT | MCCB Retrofit, LV Circuit Breaker, suit Mounting on Schneider LC Boards with 203mm Busbar Centres (scm) | U/G Equipment
000022259 | ADAPTOR KIT | Parallel, Convert 2 x 630A Weber LV Fuse Strips to 800A, c/w Copper Tags, Handle Joiner, Polycarb Cover | Fuses
002427417 | ADAPTOR KIT | DNOB c/w 3x Adapter Bkts, 6x S/Steel Self Tappers & Instruction | Tools & Equipment
002449395 | ADAPTOR KIT | Parallel, suit 2 x Jean Muller LV Fuse Strips, 630A c/w Parallel Rails, Handle Joiner & Terminal Cover (scm) | Distribution Transformers
002459113 | ADAPTOR KIT | Parallel, suit 2 x Schneider Opus, 630A & Fuseway, 1260A c/w Parallel Rails, Handle Joiner & Terminal Cover (scm) | Distribution Transformers
002461978 | ADAPTOR KIT | 19" Adapter, 14 Pin to 12 Pin Cable Assy | Regulator
002406070 | ADAPTOR PLATE | LV Lightning Arrestor, Stores Assy # 27 | Galv Products
000012917 | ADAPTOR PLATE | Pole Plate 130 x 50 x 16mm, M16 Tapped Hole in Centre, Bar 20mm Dia x 130mm Lg, Galv Steel, for attaching to Concrete or Wood Poles, Pack of 10, Dwg 2989-A4(scm) | Street Lights
000030391 | ADAPTOR PLATE | Insulator Palm, 50 x 50mm, on 127P | Busbar and Fittings
002468122 | ADAPTOR PLATE | HV Adaptor Plate, 200 x 100 x 16mm, Undrilled, Al Plate Alloy 6101 or equiv, Dwg 1072357-01 | Substation
002440360 | ADAPTOR PLATE | Connector Palm, 220 x 140 x 20mm, 4 x M14 Holes, 50mm Centre & 2 x M14 Holes, 45mm Centre & 2 x M14 Holes, 40mm Centre | O/Head Line
000003450 | ADAPTOR PLATE | HV Terminal Palm, 72.5kV, 1250A, 40kA, AS Type 5, ABB EDF SK1.1 Dwg 425543 ETS 2004/027/T(2) | Substation
002406071 | ADAPTOR PLATE | LV Lightning Arrestor, Stores Assy # 28 | Galv Products
002440378 | ADAPTOR PLATE | Connector Palm, 240 x 130 x 21mm, 4 x M16 Holes, 60mm Centre & 4 x M12 Holes, 45mm Centre | O/Head Line
002440352 | ADAPTOR PLATE | Connector Palm, 275 x 150 x 15mm, 4 x M12 Holes, 55mm Centre & 4 x M16 Holes, 70mm Centre | O/Head Line
002453413 | ADAPTOR PLATE | Tee Connector Palm, 150mm2, Al (scm) | O/Head Line
001104726 | ADAPTOR,BRACKET | Convert Minor to Major Rd, 0.3m PT Bracket, Galv Steel, EQTS 05-02-01, | Street Lighting Poles
000018070 | ADAPTOR,BRACKET | Major to Minor Rd, 34 OD x 130 Spigot, Galv Steel, suit 42 OD x 120 Lg Outreach /Pole Bracket c/w 2 x M10 x 25mm Lg S/Steel Hex HD Set Screws, EQTS 05-02-01 | Street Lighting Poles
000014379 | ADAPTOR,BRACKET | Minor Road, 300mm Lg, 60.3mm OD, 80 x 76mm OD Spigot, Galv Steel c/w 4 x M8x10mm Lg Allen Head S/Steel Grub Screws, EQTS 05-02-01, Dwg 05-02-14(scm) | Street Lighting Poles
002454890 | ADAPTOR,CONNECTOR,FIBRE OPTIC | Simplex SC/APC Through Adaptor, SMOF, Green | Communications
002452605 | ADAPTOR,CONNECTOR,FIBRE OPTIC | OFS900 Series, Duplex LC through Adaptor, SMOF | Communications
002498129 | ADAPTOR,CONNECTOR,FIBRE OPTIC | Simplex SC Through Adaptor, SMOF, Flangeless, Blue | Communications
002498095 | ADAPTOR,CONNECTOR,FIBRE OPTIC | Duplex LC Through Adaptor, OM3, Flangeless, Aqua | Communications
002498111 | ADAPTOR,CONNECTOR,FIBRE OPTIC | Simplex FC Through Adaptor, SMOF, D-Hole Cutout | Communications
002498087 | ADAPTOR,CONNECTOR,FIBRE OPTIC | Duplex LC Through Adaptor, SMOF, Flangeless, Blue | Communications
002498103 | ADAPTOR,CONNECTOR,FIBRE OPTIC | E2000/APC Through Adaptor, SMOF, Green | Communications
002452597 | ADAPTOR,CONNECTOR,FIBRE OPTIC | ST Through Adaptor, MMOF, Metal | Communications
002400389 | ADAPTOR,ELECTRICAL CONDUIT | Conduit Terminator, PVC, 20mm, Black, for Flexible Conduit, AS/NZS 2053.4, Box of 20 | Conduit & Fittings
002400386 | ADAPTOR,ELECTRICAL CONDUIT | Conduit Terminator, Angle, PVC, 20mm 90 Deg Grey HD for Corrugated, (Aust Std) (P20) | Conduit & Fittings
002452589 | ADAPTOR,ELECTRICAL CONDUIT | OFS900 Series, Simplex FC through Adaptor, SMOF | Communications
002402765 | ADAPTOR,ELECTRICAL CONDUIT | Conduit Terminator, PVC, 16mm, Black, for Flexible Conduit, AS/NZS 2053.4, Box of 20 | Conduit & Fittings
002406865 | ADAPTOR,ELECTRICAL CONDUIT | Conduit Terminator, PVC, 25mm, Black, for Flexible Conduit, AS/NZS 2053.4, (Box of 20) | Conduit & Fittings
002439883 | ADAPTOR,FUSE LINK | HV, Extend Length of 11kV Fuse, for 22kV FXB RMU, Set of 3 (scm) | Subtransmission
002454817 | ADAPTOR,FUSE LINK | Type A, Extend Fuse 73mm to 94mm, suit RS100P Fuseholder | Fuses
002400572 | ADAPTOR,FUSE LINK | for Threaded EDO Fuse Element, suit 1-30A Fuse Links | Fuses
002486835 | ADAPTOR,FUSE LINK | HV, Extend Length of 11kV Fuse, for 22kV ABB SafePlus RMU, Set of 3 | Switchgear
000403603 | ADAPTOR,POLE TO CROSSARM | Gain Block, Al, Flat Face, 100mm, Dwg 01-10-01 (P20) (scm) | Line Hardware
000403638 | ADAPTOR,POLE TO CROSSARM | Gain Block, Al, Flat Face, 150mm, Dwg 01-10-03 (P20) | Line Hardware
000403611 | ADAPTOR,POLE TO CROSSARM | Gain Block, Al, Flat Face, 125mm, Dwg 01-10-02 (P20) (scm) | Line Hardware
002404864 | ADAPTOR,POLE TO CROSSARM | Gain Block, Al, Angled Face, 150mm, MEB Dwg 12/15 (supply equal qty as drawn & of "Opposite Hand") | Misc Aluminium
002400732 | ADAPTOR,POLE TO CROSSARM | Gain Brace, Type E, Galv Steel, Plate, for Mounting Crossarm to Wood Pole, Dwg 10/113 | Galv Products
002402973 | ADAPTOR,SWITCH HOOK FITTING | Tool Head to Hot Line Stick, 100 x 32mm, Plastic, Universal Male Head, for the top of a Hot Line Stick | Hardware & Tools
002458214 | ADAPTOR,UNIVERSAL | Double Threaded Brass Stud, 63mm Lg, M16 to M12 c/w 2 x M12 S/Steel Hex Nut, 1 x M12 S/Steel Belleville Washer (scm) | Hardware & Tools
002444040 | ADAPTOR,UNIVERSAL | Terminal Screw, 16mm Thread to 12mm Lug, for ABB Safelink Term, suit FBX Unit (scm) | U/G Equipment
002484277 | ADAPTOR,UNIVERSAL | Sunrise Attachment (Live Line Tools) | Tools & Equipment
002492304 | ADAPTOR,UNIVERSAL | Button Adaptor to Bayonet/Taplin AL Fitting to suit 38mm Fibreglass Stick | Hardware & Tools
000105075 | ADAPTOR,UNIVERSAL | Sunrise to Non-Screw Type Earth Clamp, Application to Lines, suit PED Non-Screw Type Clamp | Hardware & Tools
000105076 | ADAPTOR,UNIVERSAL | Sunrise to Non-Screw Type Earth Clamp, Removal from Lines, suit PED Non-Screw Type Clamp | Hardware & Tools
002461325 | ADAPTOR,UNIVERSAL | Sunrise to Hex Shank Operating Tool | Hardware & Tools
002426617 | ADAPTOR,UNIVERSAL | Sunrise to Snap On/Off Bayonet c/w Al Sleeve & Nylon Bayonet Adapter, suit Phase Clamp CLP459 | Hardware & Tools
000105077 | ADAPTOR,UNIVERSAL | Sunrise to Screw Type Earth Clamp, Application to Lines, suit PED Screw Type Clamp | Hardware & Tools
002471894 | ADHESIVE | Sikaflex 11FC, Paste, 600ml Tube, Adhesive Sealant, Polyurethane, Fast Cure, Bonding Agent for QR Acrylic Labels | PPE, Hardware & Tools
002404357 | ADHESIVE | Araldite, Atkins, 35ml | General Hardware
002464303 | ADHESIVE | Loctite 4471, Superbonder Prism, Instant Adhesive, 20g | Remote Generation
002484004 | ADJUSTER | Ball Socket (Long), Sunrise Attachment (Live Line Tools) | Tools & Equipment
002484012 | ADJUSTER | Ball Socket (Short), Sunrise Attachment (Live Line Tools) | Tools & Equipment
002486942 | ALTERNATOR | 207kVA, 4 Pole, 415V, 50 Hz, Class"H", Single Bearing, Flywheel SAE No 11.5, Flywheel Housing SAE No 2, AVR Ctrl c/w Paralleling Device DroopCT's | Remote Generation
002474146 | ALTERNATOR | 350kVA, 4 Pole, 3Ph/415V, 50Hz, Continue Rate, Class "H" Insulation, Brushless, Single Bearin, SAE/14, AVR Controlled c/w Paralleling Device DroopCT's | Remote Generation
002459139 | ALTERNATOR | ECO38-1LN/4, 415V, 3Ph, 50Hz, 1500rpm, 4 Pole, Class H Insulation, Class F Rated Power 250kVA (200kWe), Class H Rated Power 230kVA (184kW), | Remote Generation
002492122 | ALTERNATOR | Stamford Node 3, S6L1D-C4, Rating 810kVA (648kWe @ 0.8pf), Voltage 400V 50Hz, Class H Temp Rise, 2 Bearing, SAE 0 Adaptor Housing, 18" Flywheel | Remote Generation
002492114 | ALTERNATOR | Stamford Node 2, S4L1D-F4, Rating 415kVA (332kWe @ 0.8pf), Voltage 400V 50Hz, Class H Temp Rise, 1 Bearing, SAE 1 Adaptor Housing, 14" Flywheel | Remote Generation
000022912 | AMMETER | High Voltage Ammeter; Sensorlink Ampstik Model 8-024 Plus; Wide Jaw High Voltage True RMS Ammeter Stores 4 Readings; Voltage 0-400 KV; Current 1 - 2000 A; | Hardware & Tools
002456507 | AMMETER | Digital, Clamp, CAT IV-600V, 1000V, 1000A c/w 450mm Flexible Current Probe, TL75 Test Leads & Soft Cased | Hardware & Tools
002430486 | AMMETER | HV Meter, Sensor Opening 635mm, 1-5000A at 0-500kV, Stores Multiple Readings, ETS RSE04 Sched 12 | Hardware & Tools
002467652 | AMPLIFIER | PDH Optical Booster Amplifier, 20dB Gain, +17dBm Max Output Power, FC-UPC, Managed | Communications
002479095 | ANALYSER,POWER QUALITY | Kit, CAT IV-600V, 1A-500/3000A, PQ45 Power Quality Data Recorder with 4G Upgrade c/w Antenna 4G 1m Cable, Rubber Holster & Strap, 4 x 500/3000A High | Electrical Test & Accsry Equip
002466431 | ANALYSER,POWER QUALITY | Kit, CAT IV-600V, 1A-500/3000A, Power Quality Data Recorder c/w Rubber Holster & Strap, 4 x 500/3000A High Sensitivity Flexible Current Probes, 5 Wire (3P+N+G) | Hardware & Tools
002474567 | ANALYSER,POWER QUALITY | PQ45 PQA, CAT IV-600V, IP66, USB Port, Colour LCD Screen c/w Holster & Strap, 4 x Voltage Channels, 4 x Current Inputs 2 x Temperature Ports, GPS Port, USB | Hardware & Tools
002476349 | ANALYZER | Hand Held, Cellular Signal Analyser Tool, for EQ Metering Telemetry Modems c/w Carry Case & Charger | Metering Delivery
002422954 | ANCHOR | Roof Anchor, for Iron Roof, Anchor On The Go | PPE, Hardware & Tools
002422962 | ANCHOR | Ladder Anchor, Temporary, S/Steel, for Roof Access Kit, AS/NZS 1891.3 | PPE, Hardware & Tools
002466043 | ANCHOR STRAP | Adjustable, Velcro Polestrap Keeper, 250mm Lg x 25mm W, for Pole Top Rescue Kit | PPE, Hardware & Tools
002401349 | ANCHOR,GUY | Single Helix, 150mm Dia, Square One, High Strength 10000ft lb | Screw Anchors
002404851 | ANCHOR,GUY | Double Helix, 350mm Dia, 35mm2 Hub Metric Thread, Mid Strength 6000ft lb | Screw Anchors
002409266 | ANCHOR,GUY | Vertical Stay Anchor, Concrete, 144kN, EE Dwg 907451-03 | Subtransmission
002409290 | ANCHOR,GUY | Vertical Stay Anchor, Concrete, 288kN, EE Dwg 906870-01 | Subtransmission
001766609 | ANCHOR,GUY | Double Helix, 100mm Dia, 35mm2 Hub Metric Thread, Mid Strength 6000ft lb (scm) | Screw Anchors
001766613 | ANCHOR,GUY | Single Helix, 250mm Dia, 35mm2 Hub Metric Thread, Mid Strength 6000ft lb (P4) (scm) | Screw Anchors
000019044 | ANCHOR,GUY | Multi-Helix, Swamp, Sq Shaft, 4 x Anchor 250mm 300mm 350mm & 355mm Helix Sizes, 3.05m Lg Hub, 38mm2 Galv Shaft, 9.5kNm MWT | Screw Anchors
000019045 | ANCHOR,GUY | Thimble Eye Adapter, Galv, for Multi-Helix Swamp Anchor | Line Hardware
002499630 | ANCHOR,GUY | Double Helix, Galv Steel, 100mm Anchor | Screw Anchors
002499614 | ANCHOR,GUY | Single Helix, Galv Steel, 300mm Anchor | Screw Anchors
002499598 | ANCHOR,GUY | Single Helix, Galv Steel, 200mm Anchor | Screw Anchors
002499622 | ANCHOR,GUY | Double Helix, Galv Steel, 250mm Anchor | Screw Anchors
002499606 | ANCHOR,GUY | Single Helix, Galv Steel, 250mm Anchor | Screw Anchors
002401351 | ANCHOR,GUY | Rock Expanding, 60mm x 2.1m c/w 19.05mm Rod, suit 50mm Hole | Screw Anchors
002400673 | ANCHOR,GUY | Double Helix, Swamp, 254 + 304.8mm Dia, 38.1mm2 Hub, SS Anchor, Galv, Mid Strength 5500ft lb | Screw Anchors
002404443 | ANCHOR,GUY | Single Helix, 300mm Dia, 35mm2 Hub Metric Thread, Mid Strength 6000ft lb (P4) (scm) | Screw Anchors
001766605 | ANCHOR,GUY | Double Helix, 250mm Dia, 35mm2 Hub Metric Thread, Mid Strength 6000ft lb (P25) (scm) | Screw Anchors
001766621 | ANCHOR,GUY | Single Helix, 200mm Dia, 35mm2 Hub Metric Thread, Mid Strength 6000ft lb (P4) (scm) | Screw Anchors
001766591 | ANCHOR,GUY | Double Helix, 300mm Dia, 35mm2 Hub Thread, Mid Strength 6000ft lb (P5) | Screw Anchors
002465672 | ANIMAL REPELLENT | Direct Stop, Animal Deterrent Spray, 83ml Aerosol Can, contains Citronella Oil, for Controlling Aggressive Animals | PPE, Hardware & Tools
000025029 | ANTENNA | Paddle Pop, 3G/4G on Glass, 700-2700MHz Freq Range c/w 1m Lead, SMA Connector | Metering Delivery
000016703 | ANTENNA | 3G/4G Log Periodic Antenna, 10dB c/w 10m Cable (Part A), 120cm Hockey Stick Mount (Part B), FME Connector & Red Heatshrink | Communications
002479111 | ANTENNA | P25, BA40-41 Model, Hi Band VHF Binary Array, 136-174Mhz, Al, 3.5m c/w 4.3-10 Connector | Communications
002485332 | ANTENNA | External Antenna for E360 Meters c/w 3dBi 2m Cable Bracket, Right Angle | Metering Delivery
002489896 | ANTENNA | 5G LTE Compact Antenna, 698-3800MHz, 1.25m RG58/SMA(M) | Communications
002473809 | ANTENNA | Whip, 4G LTE Cellular Mobile Antenna, Collinear, 6.5dBi, 698-2700MHz, Black Fibreglass & Chrome Spring Base c/w 5m 9006 Coax | Communications
002462406 | ANTENNA | CD63 Series, Mopole, 6.0dB, 477MHz c/w MBC Mounting Base, 5m RG58 Cable, FME UHF Adapter | Communications
000022361 | ANTENNA | Paddle Pop, 3G/4G on Glass, 700-2700MHz Freq Range c/w 150mm Lead, FME Connector & Red Heatshrink | Metering Delivery
000025031 | ANTENNA | Stumpy, 3G/4G, 700-2700MHz Freq Range, c/w 2m Lead, SMA Connector | Metering Delivery
002451862 | ANTENNA | HPX, High Performance Parabolic Shielded Dual-polarized, Microwave Antenna, Grey, 1.2m/4ft, 10.700-11.700GHz, CPR90G, Enhanced White Radome c/w Flash, | Communications
002451870 | ANTENNA | HPX, High Performance Parabolic Shielded Dual-polarized, Microwave Antenna, Grey, 1.8m/6ft, 5.925-6.425GHz, PDR70, Std White Radome c/w Flash, Std Pack, | Communications
002451888 | ANTENNA | HPX, High Performance Parabolic Shielded Dual-polarized, Microwave Antenna, Grey, 1.8m/6ft, 6.425-7.125GHz, PDR70, Std White Radome c/w Flash, Std Pack, | Communications
002434850 | ANTENNA | Stud Mount Unity Gain Coax Dipole, Flexible Whip, 860-930MHz, 2m RG174 FME Connector c/w Mounting Bracket Kit, EE Dwg SR000401R127-EEACT | Meters
002451896 | ANTENNA | HPX, High Performance Parabolic Shielded Dual-polarized, Microwave Antenna, Grey, 1.8m/6ft, 6.425-7.125GHz, PDR70, Enhanced White Radome c/w Flash, | Communications
002451912 | ANTENNA | HPX, High Performance Parabolic Shielded Dual-polarized, Microwave Antenna, Grey, 3.0m/10ft, 6.425-7.125GHz, PDR70, Std White Radome c/w Flash, Std Pack, | Communications
002451920 | ANTENNA | VHLPX, ValuLine High Performance Low Profile, Dual-polarized, Microwave Antenna, Grey, 1.2m/4ft, 7.125-8.500GHz, PDR84, Polymer Grey Radome w/out Flash, | Communications
002451904 | ANTENNA | HPX, High Performance Parabolic Shielded Dual-polarized, Microwave Antenna, Grey, 2.4m/8ft, 6.425-7.125GHz, PDR70, Std White Radome c/w Flash, Std Pack, | Communications
002473817 | ANTENNA | Whip, 4G LTE Cellular Mobile Antenna, Collinear, 6.5dBi, 698-2700MHz, Black Fibreglass, Replacement Whip Only | Communications
002489904 | ANTENNA | 5G LTE Collinear Antenna, Black, 7.5dBi, 698-3800MHz, 1160mm Lg, 5m RG58/SMA(M) | Communications
002489912 | ANTENNA | LTE LPDA Directional Antenna, Enclosed, 11dBi, 698-4000MHz, 0.3m RG141/N(F) | Communications
002472694 | ANTENNA | Explorer E325 Antenna, Satellite Tracking Dome | Communications
002462380 | ANTENNA | CD28 Series, Mopole, 3.0dB, 148-174MHz c/w MBC Mounting Base, 5m RG58 Cable | Communications
002491140 | ANTENNA | 5G LTE 6.5dBi Collinear Antenna (698-3800 MHz), 10m SMA(M), Black | Communications
000023729 | ANTENNA | Paddle Pop, 3G/4G on Glass, 700-2700MHz Freq Range c/w 1.2m Lead, FME Connector & Red Heatshrink | Metering Delivery
002491157 | ANTENNA | 5G LTE 6.5dBi Collinear Antenna (698-3800 MHz), 5m N (M), Black | Communications
000019032 | ANTENNA | Whip, 3G/4G, 6dB, 700-2700MHz Freq Range c/w 2m Lead, FME Connector, L-Bracket, Mounting Hardware & Red Heatshrink | Metering Delivery
000017200 | ANTENNA | Stumpy, 3G/4G, 3dB c/w 2m Lead, FME Connector & Red Heatshrink | Metering Delivery
002447886 | ANTENNA | High-Band, VHF Omni-directional Dipole Array, 8dBi Nom Gain, 136-174MHz, 6.3m Lg, 31kg | Communications
002462398 | ANTENNA | CD34 Series, Mopole, 3.0dB, 477MHz c/w MBC Mounting Base, 5m RG58 Cable, FME UHF Adapter | Communications
002457240 | ANTENNA | Passive GPS Antenna, Magnetic Base c/w 3m Integrated Cable, SMA Connector, suit Cybertec 2000 Series Modems | Communications
002472744 | ANTENNA SUBASSEMBLY | Explorer E325 Dome, Antenna Housing Only | Communications
002474427 | ANTIBACTERIAL SOLUTION | Antibacterial Cleaner & Sanitiser, Hospital Grade Disinfectant, 5L Bottle, use with Bottle Sprayer Trigger | HS & PPE
002474468 | ANTIBACTERIAL SOLUTION | Disinfectant Spray & Wipe, Bulk 15L Container, Hospital Grade, for Pandemic Response | HS & PPE
002474419 | ANTIBACTERIAL SOLUTION | Antibacterial Cleaner & Sanitiser, Hospital Grade Disinfectant, 500ml or 750ml Spray Bottle | HS & PPE
002459238 | ANTISEIZE COMPOUND | Thread-Eze Ultra, Lubricating Compound, High Pressure, High Temp Resistance up to 1260 Deg C, Resists Water Washout, Salt Spray, Steam & Weathering | PPE, Hardware & Tools
002464352 | ANTISEIZE COMPOUND | Loctite 771, Nickel Anti-seize Lubricant, 500g | Remote Generation
002459246 | ANTISEIZE COMPOUND | Nickel Anti-Seize Spray, Lubricating Compound, High Temp Resistance up to 1400 Deg C, Smooth Silver Grey Film | Hardware & Tools
002403136 | ANTISEIZE COMPOUND | Kopr-Kote, Cu Impregnated Grease, 500g Can | General Hardware
002472819 | ARMBANDS,HIGH VISIBILITY | Arm Band ; "SAFETY OBSERVER"; Velcro; FR Fabric,Lettering &Velcro; Colour Orange with Silver reflective lettering 450mm x 90mm; | HS & PPE
002496826 | ARRESTER | Versaflo TR-362, Spark Arrester, for Versaflo TR-300 Series PAPR | HS & PPE
000003384 | ARRESTER,ELECTRICAL SURGE | Type ABB MWK10, 11kV, for N15kV, 12.5kA Recloser | Substation
002492239 | ARRESTER,ELECTRICAL SURGE | Class SL, Ur=30kV, Uc=24.4kV, 10kA, Gapless Metal Oxide c/w Pedestal Base for 33kV Effectively Earthed Systems | Surge Arresters
002492254 | ARRESTER,ELECTRICAL SURGE | Class SL, Ur=192kV, Uc=152kV, 10kA, Gapless Metal Oxide c/w Pedestal Base for 220kV Effectively Earthed Systems | Surge Arresters
002492270 | ARRESTER,ELECTRICAL SURGE | Class SL, Ur=24kV, Uc=19.5kV, 10kA, Gapless Metal Oxide c/w Pedestal Base for 22kV Non-Effectively Earthed Systems | Surge Arresters
002401898 | ARRESTER,ELECTRICAL SURGE | LDC2, Ur=60kV, Uc=48kV, 10kA, Gapless Metal Oxide c/w Insulated Base for Effectively Earthed Systems, Dwg BOW-4-004, ETS 09-02-01 (scm) | Surge Arresters
000003816 | ARRESTER,ELECTRICAL SURGE | Model HE21, 17.5kV, 1Ph, w/out Socket, Outdoor, suit Landis & Gyr Tight Coupled AFLC, ETS 2011/0363/T(9c) | Substation
002449296 | ARRESTER,ELECTRICAL SURGE | Sheath Voltage Limiter, 6.0kV, 20kA, Outdoor, Porcelain Housing | Protection
000003569 | ARRESTER,ELECTRICAL SURGE | LCD3, 245kV, 1Ph SA, Porcelain, Grey, w/out Insulation Base, EE Dwg 1035802 | Substation
000701333 | ARRESTER,ELECTRICAL SURGE | 75kA, HD, Polymer/Silicone Construction c/w Insulating Base, CEC T/S PS7/022/SE/88 Rev E & AS1307.2-1987 | Protection
000003821 | ARRESTER,ELECTRICAL SURGE | Model HE36, 30kV, 1Ph, w/out Socket, Outdoor, suit Landis & Gyr Tight Coupled AFLC, ETS 2011/0363/T(9h) | Substation
000003820 | ARRESTER,ELECTRICAL SURGE | Model HE33, 27.5kV, 1Ph, w/out Socket, Outdoor, suit Landis & Gyr Tight Coupled AFLC, ETS 2011/0363/T(9g) | Substation
000003819 | ARRESTER,ELECTRICAL SURGE | Model HE30, 25kV, 1Ph, w/out Socket, Outdoor, suit Landis & Gyr Tight Coupled AFLC, ETS 2011/0363/T(9f) | Substation
000003818 | ARRESTER,ELECTRICAL SURGE | Model HE27, 22.5kV, 1Ph, w/out Socket, Outdoor, suit Landis & Gyr Tight Coupled AFLC, ETS 2011/0363/T(9e) | Substation
000003817 | ARRESTER,ELECTRICAL SURGE | Model HE24, 20kV, 1Ph, w/out Socket, Outdoor, suit Landis & Gyr Tight Coupled AFLC, ETS 2011/0363/T(9d) | Substation
002458982 | ARRESTER,ELECTRICAL SURGE | 24V DC Surge Diverter, Un=24V DC, Uc=38V DC, In=10kA, Imax=20kA, Up=250V, for Battery Control Equipment, suit GUSS | CSI (Solar Power)
002403485 | ARRESTER,ELECTRICAL SURGE | 2.5kA Min, Gapless Zn-Oxide, Non-Porcelain, for 250/433V Systems c/w Insulated Terminals & Min 16mm2 Cu Leads, AS 1307.2 | Protection
002470904 | ARRESTER,ELECTRICAL SURGE | LDC3, Ur=72.5kV, Uc=58kV, 10kA, Gapless Metal Oxide c/w Insulated Base for 66kV Non-effectively Earthed Systems, JTS 09-03-01 | Surge Arresters
002471175 | ARRESTER,ELECTRICAL SURGE | Sheath Voltage Limiter, Ur 3kV, In 10kA, Polymeric Housing (Silicone), c/w 2 x M12x25 SS Bolt, 2 x M12 SS Washer | Surge Arresters
002449262 | ARRESTER,ELECTRICAL SURGE | Sheath Voltage Limiter, 1.5kV, 20kA, Outdoor, Porcelain Housing | Protection
002404889 | ARRESTER,ELECTRICAL SURGE | 60kV, 10kA, Polymeric SD | Surge Arresters
000104560 | ARRESTER,ELECTRICAL SURGE | LDC2, Ur=45kV, Uc=36kV, 10kA, Gapless Metal Oxide c/w Insulated Base for Non-effectively Earthed Systems, ETS 09-02-01 | Surge Arresters
002496495 | ARRESTER,ELECTRICAL SURGE | Surge Protector, Type 3, 240V AC, 50/60Hz, DIN Rail for PME, Cape River East StatCom | Substation Accessories
002406075 | ARRESTER,ELECTRICAL SURGE | LDC2, 60kV, 10kA, Gapless Metal Oxide | Surge Arresters
002458974 | ARRESTER,ELECTRICAL SURGE | 230V AC Surge Diverter, Uc=255V, In=20kA, Imax=40kA, Up=1.25kV, for Active Heat Exchange, suit GUSS | CSI (Solar Power)
002449270 | ARRESTER,ELECTRICAL SURGE | Sheath Voltage Limiter, 3.0kV, 20kA, Outdoor, Porcelain Housing | Protection
002496412 | ARRESTER,ELECTRICAL SURGE | Surge Protector, DIN Rail, c/w Common Mode Filter, Cape River East StatCom | Substation Accessories
002403486 | ARRESTER,ELECTRICAL SURGE | 5kA Min, Gapless Zn-Oxide, Polymeric, M12 Terminal Studs for 6.6kV Effectively Earthed Systems c/w Insulated Terminal Cap & 16mm2 Cu Lead On-Line Terminal, | Surge Arresters
002458990 | ARRESTER,ELECTRICAL SURGE | Ethernet Surge Diverter, 1000Mbps, Shielded RJ45 Connectors, suit GUSS | CSI (Solar Power)
002494573 | ARRESTER,ELECTRICAL SURGE | SPD G4 15kV/15kA, Ur = 255V, Uoc= 15kV, In = 5kA, Imax = 15kA, suits Philips RoadFlair Lumianire & Tango Floodlights | Street Lights
000019547 | ARRESTER,ELECTRICAL SURGE | Outdoor, Porcelain, Sheath Voltage Limiter, Type TZS 6.0, 6kV | U/G Cables & Accsry Equip
002481562 | ARRESTER,ELECTRICAL SURGE | 6kV, 20kA, Link Box, Sheath Voltage Limiter | U/G Cables & Accsry Equip
002481570 | ARRESTER,ELECTRICAL SURGE | Non-Linear Resistor, for Transient Voltage Limitation Between GIS & 132kV Cable Termination | U/G Cables & Accsry Equip
000003814 | ARRESTER,ELECTRICAL SURGE | Model HE15, 12.7kV, 1Ph, w/out Socket, Outdoor, suit Landis & Gyr Tight Coupled AFLC, ETS 2011/0363/T(9a) | Substation
002401891 | ARRESTER,ELECTRICAL SURGE | 33kV, 10kA, for 19.1kV SWER System c/w Conductor Suspension Clamp & Earth Lead Disconnector, ETS 09-01-01 | Surge Arresters
002403490 | ARRESTER,ELECTRICAL SURGE | 33kV, 10kA, for 3 Wire, 33kV System for Non-effectively Earthed Areas c/w 700mm Lg, 16mm2 Line End Lead & Cap, ETS 09-01-01 (scm) | Surge Arresters
000701155 | ARRESTER,ELECTRICAL SURGE | 33kV, 10kA, for 3 Wire, 33kV & 19.1kV SWER Systems c/w 700mm Lg, 16mm2 Line End Lead & Cap, ETS 09-01-01 (scm) | Surge Arresters
000701120 | ARRESTER,ELECTRICAL SURGE | 22kV, 10kA, for 3 Wire, 22kV System, similar to IIN701112 but supplied with Insulated Base & Earth Lead Disconnector c/w 750mm Earth Lead, ETS 09-01-01 | Surge Arresters
000701112 | ARRESTER,ELECTRICAL SURGE | 22kV, 10kA, for 3 Wire, 22kV & 12.7kV SWER Systems c/w 700mm Lg, 16mm2 Line End Lead & Cap, ETS 09-01-01 (scm) | Surge Arresters
000701066 | ARRESTER,ELECTRICAL SURGE | 11kV, 10kA, for 3 Wire, 11kV System, similar to IIN2403488 but supplied with Insulated Base & Earth Lead Disconnector c/w 750mm Lg, 16mm2 Earth Lead fitted | Surge Arresters
002403488 | ARRESTER,ELECTRICAL SURGE | 11kV, 10kA, for 3 Wire, 11kV System, M12 Terminal Studs on Line & Earth Sides w/out Line End Lead & Cap, ETS 09-01-01 (scm) | Surge Arresters
000701082 | ARRESTER,ELECTRICAL SURGE | 11kV, 5kA, for 3 Wire, 11kV System c/w 700mm Lg, 16mm2 Line End & Cap, ETS 09-01-01 (scm) | Surge Arresters
000701009 | ARRESTER,ELECTRICAL SURGE | 5kA, LV, for Connection to Transformer Bushings c/w M10 Line & Earth Studs, ETS 09-01-01 (scm) | Surge Arresters
002449288 | ARRESTER,ELECTRICAL SURGE | Sheath Voltage Limiter, 4.5kV, 20kA, Outdoor, Porcelain Housing | Protection
002429751 | ARRESTER,ELECTRICAL SURGE | LDC3, Ur=120kV, Uc=88kV, 10kA, Gapless Metal Oxide c/w Insulated Base for 132kV Effectively Earthed Systems | Surge Arresters
002429744 | ARRESTER,ELECTRICAL SURGE | LDC3, Ur=96kV, Uc=77kV, 10kA, Gapless Metal Oxide c/w Insulated base for 110kV Effectively Earthed Systems | Surge Arresters
000003815 | ARRESTER,ELECTRICAL SURGE | Model HE18, 15.3kV, 1Ph, w/out Socket, Outdoor, suit Landis & Gyr Tight Coupled AFLC, ETS 2011/0363/T(9b) | Substation
002492288 | ARRESTER,ELECTRICAL SURGE | Class SL, Ur=36kV, Uc=29V, 10kA, Gapless Metal Oxide c/w Pedestal Base for 36kV Non-Effectively Earthed Systems | Surge Arresters
002492262 | ARRESTER,ELECTRICAL SURGE | Class SL, Ur=12kV, Uc=10.2kV, 10kA, Gapless Metal Oxide c/w Pedestal Base for 11kV Non-Effectively Earthed Systems | Surge Arresters
002492247 | ARRESTER,ELECTRICAL SURGE | Class SM, Ur=54kV, Uc=42kV, 10kA, Gapless Metal Oxide c/w Pedestal Base for 66kV Effectively Earthed Systems | Surge Arresters
002492221 | ARRESTER,ELECTRICAL SURGE | Class SL, Ur=18kV, Uc=15.3kV, 10kA, Gapless Metal Oxide c/w Pedestal Base for 22kV Effectively Earthed Systems | Surge Arresters
002492213 | ARRESTER,ELECTRICAL SURGE | Class SL, Ur=10kV, Uc=8.4kV, 10kA, Gapless Metal Oxide c/w Pedestal Base for 11kV Effectively Earthed Systems | Surge Arresters
000104219 | ARRESTER,ELECTRICAL SURGE | Series 3kV, for Connection to Coopers Multi Voltage Regulator Bushings | Protection
000701635 | ARRESTER,LIGHTNING | Darverter, Mounting Strap, Dwg 1053448-01 | Surge Arresters
000701643 | ARRESTER,LIGHTNING | Darverter, Terminal 1, Dwg 1053448-01 | Surge Arresters
002400463 | ARRESTER,LIGHTNING | Darverter, 66kV c/w Foil, 75 x 50 x 900mm Lg, Hardwood, Dwg 1053448-03 | Surge Arresters
002490860 | ARRESTER,LIGHTNING | Lightning Rod/Finial, Hot Dip Galv | Surge Arresters
002400464 | ARRESTER,LIGHTNING | Darverter, Backing Strip 66kV c/w Foil, 75 x 50 x 900mm Lg, Hardwood, Dwg 1053448-03 | Surge Arresters
002404536 | ARRESTER,LIGHTNING | Electrical Surge, 6.6kV | Surge Arresters
000701651 | ARRESTER,LIGHTNING | Darverter, Terminal 2, Dwg 1053448-01 | Surge Arresters
002400462 | ARRESTER,LIGHTNING | Diverter, Backing Strip, 33kV Arrester, 75 x 50 x 580mm Lg, Hardwood, EE Dwg 875165-01 (scm) | Surge Arresters
002400461 | ARRESTER,LIGHTNING | Diverter, 33kV c/w Foil, 75 x 50 x 580mm Lg, Hardwood, EE Dwg 875165-01 (scm) | Surge Arresters
002443075 | ARRESTER,LIGHTNING | Cable Grounding Kit c/w 16mm2, Cu, 600mm Lead with 2x Hole Lug, Black PE Jacket, Waterproof to IEC529, IP68 | Communications
000701627 | ARRESTER,LIGHTNING | Darverter Spacer, Dwg 1053448-01 | Surge Arresters
002443828 | ARRESTER,SAFELINK OVER TRAVEL | Retrofit Kit, for ABB Switchgear (scm) | Electrical Test & Accsry Equip
002417541 | ASCENDER | Grip, Left Hand, Aust Std AS/NZS4488.1 | PPE, Hardware & Tools
002499234 | ASCENDER | Edelrid, Fuse Guided Fall Arrester c/w Edelrid Defuser Small Shock Absorber | PPE, Hardware & Tools
002417558 | ASCENDER | Grip, Right Hand, Aust Std AS/NZS4488.1 | PPE, Hardware & Tools
002483469 | ATTACHMENT,FORKLIFT | Magnetic Fork Covers, suit Forklift Tyne Dimensions 120-130mm W & 1000-1190mm Lg, 9mm Thk Dags, Black Rubber Upper Layer, (supplied as a pair) | Tools & Equipment
002467769 | ATTENUATOR,FIXED | Optical, Multimode 62.5/125µm, 850nm, 10dB, LC Connector | Communications
002487163 | AUGER KIT,RETAINING PIN | Ozzy Rexroth Motor Upper Auger Pin, Kelly Bar Motor Drive End c/w 1x 25mm 1" Upper Pin, 1x 25mm Lynch Pin Retaining Collar, 1x Lynch Pin | Tools & Equipment
000105437 | AUGER KIT,RETAINING PIN | Ozzy Rexroth Motor Lower Auger Pin, Kelly Bar to Auger, Proline, GP, 5 Piston Staff c/w 1x 22mm 7/8" Pin, 1x 22mm Lynch Pin Retaining Collar, | Tools & Equipment
002482156 | BACKING BOARD,METER | for 1Ph Meters L&G U1310 & U1325, use on asbestos meter panels | Metering Delivery
000023150 | BACKING BOARD,METER | Type 'X' Meter Panel, 200 x 250 x 6mm, Insulation Panel, for Network Meter Installation & Replacement | Metering Delivery
002482164 | BACKING BOARD,METER | for 3Ph Meters EDMI Mk10D & L&G U3400, use on asbestos meter panels | Metering Delivery
002482172 | BACKING BOARD,METER | for Receivers RO3, use on asbestos meter panels | Metering Delivery
002471811 | BACKING BOARD,METER | Type 'X' Meter Panel, 220 x 200 x 6mm, Insulation Panel, for Network Device Installation & Replacement | Meters
000023163 | BACKING BOARD,METER | Type 'X' Meter Panel, 200 x 350 x 6mm, Insulation Panel, for Network Meter Installation & Replacement | Metering Delivery
000023164 | BACKING BOARD,METER | Type 'X' Meter Panel, 340 x 250 x 6mm, Insulation Panel, for Network Meter Installation & Replacement | Metering Delivery
002482149 | BACKING BOARD,METER | for 1Ph Meters EDMI Mk7A & Mk7C, use on asbestos meter panels | Metering Delivery
002475135 | BACKPLANE ASSY | Omron CS1 Series, PLC, CPU Base Unit, 8 Slot, 435 x 132mm, 0.11A, 5V DC, for CS/C200H Series Units | Remote Generation
002475143 | BACKPLANE ASSY | Omron CS1 Series, PLC, CPU Expansion Base Unit, 5 Slot, 330 x 132mm, 0.23A, 5V DC, for CS/C200H Series Units | Remote Generation
002476687 | BACKPLANE-CARD HOLDER ASSY | Omron CS1 Series, PLC, CPU Base Unit, 5 Slot, 330 x 132mm, 0.11A, 5V DC, for CS/C200H Series Units | Remote Generation
002496198 | BAG | Arc Flash Helmet Bag, Internal Padding, Zipper Opening, Carry Handle, 450 x 220 x 220mm | HS & PPE
002491991 | BAG | Transformer Transport Bunding Bag, 5.8 X 5.8m, Plastic, c/w Grommets | Hardware & Tools
002491983 | BAG | Transformer Transport Bunding Bag, 4.5 X 4.5m, Plastic, c/w Grommets | Hardware & Tools
002465722 | BAG,KIT | Rugged Carry Bag for SF6 Kit, PVC, Heavy-weight Vision Zips, Wide Flat Stitched Handles, Labelled with SF6 Response Kit | HS & PPE
000104705 | BAG,KIT | Harness Carry Bag, Tube Style Sports, 550 Lg x 280 W x 300 H, ETS RSE01 | PPE, Hardware & Tools
002459303 | BAG,KIT | Pole Top Rescue Weatherproof Bag, 20L, Tough, Tear & Abrasion Resistant Outer Material, Stiff Self-supporting Material Weatherproof Seal, sized to fit contents | PPE, Hardware & Tools
000104415 | BAG,KIT | PPE, Small Bag, Unbranded | Hardware & Tools
001804001 | BAG,KIT | PPE, Carryall, 740mm Lg, Welded Seams & Water Resistant Zipper, Unbranded | Hardware & Tools
002461077 | BAG,KIT | Pole Top Rescue Weatherproof Bag, 30L, Tough, Tear & Abrasion Resistant Outer Material, Stiff Self-supporting Material Weatherproof Seal, sized to fit contents | PPE, Hardware & Tools
002417582 | BAG,KIT | Duffel Bag, for Storage of Work on Roof Kit Items | PPE, Hardware & Tools
002403792 | BAG,LINEMANS GLOVE | Carry Bag c/w 3 x Compartments, 170mm Lg x 90mm W x 360mm D, 170mm Lg x 90mm W x 320mm D, 170mm Lg x 90mm W x 200mm D, | Hardware & Tools
002429066 | BAG,LINEMANS GLOVE | Combination Glove & Sleeve Bag, 2 Pockets, Single Flap, Reinforced Inside & Out, for Live Line HV Insulated Gloves & Sleeves | Hardware & Tools
000022913 | BAG,PLASTIC | Bag, SML, Orange PVC, Zipped Top, Tabbed & Clear Front Reinforced Bottom, Suitable Replacement Bags for Polarity Kits & T-Mac RMU Testers | Hardware & Tools
002442580 | BAG,PLASTIC | Pallet Bag, Black, 1245 x 1195 x 1850mm, 100um, Roll | General
000015636 | BAG,PLASTIC | Selfseal Zip Lock, 400mm Lg, 300mm W, 40um Thk, LDPE, Transparent (P100) | Hardware & Tools
002488096 | BAG,PLASTIC | Natural/Clear, HD, 1100 x 700 x 200um, 50 per Ctn | Hardware & Tools
000104361 | BAG,PLASTIC | Pallet Bag, Clear, 1245 x 1195 x 1850mm, 100um, Roll (25 bags per roll) | General
002483527 | BAG,PORTABLE TOILET | Cleanwaste GO Anywhere Toilet Kit c/w 1 Waste Collection Bag Pre-loaded with Waste Treatment Powder, 1 Zip-close, Puncture-resistant, Waste Disposal Bag, | Hardware & Tools
002402125 | BAG,SAND | 350 x 845mm, Hessian (MOQ1000) | General
000023738 | BAG,TEXTILE | Bulk Dirt Bag, Open Top Flat Bottom, 90 x 90 x 120cm, Heavy Duty Lifting via 4 Corner Loops, Single Trip Bag Safety Factor 5:1, SWL 1, 250kg | Hardware & Tools
002401730 | BAG,TOOL | Linesman Pouch, Leather or Synthetic Manufactured Material, fit onto the Line Workers Harness, Harness attachment Loop Manufactured with 2 Rows of Velcro or | PPE, Hardware & Tools
002491009 | BAG,TOOL | Large Zipper, Black, c/w Compartments | Hardware & Tools
002485225 | BAG,TOOL | Black, Standard Helmet Bag, for Aspida Flight Helmet | HS & PPE
001803239 | BAG,TOOL | Line Persons Canvas, EE Dwg A-1091A3 | Hardware & Tools
002407335 | BAG,TOOL | Recovery Bag, Large | Tools & Equipment
001803247 | BAG,TOOL | Canvas Carry c/w Drawstring for Linesman Body Belts, as per sample previously supplied | Tools & Equipment
002491231 | BAG,TOOL | HD Haul Mate Bag, for Tower Rescue Kit | Hardware & Tools
002408235 | BAG,TOOL | Auxillary Storage, Hose Hydraulic, suit 6.0m Hose | Tools & Equipment
001843001 | BAG,TOOL | Linesman Pouch, Leather c/w Belt | PPE, Hardware & Tools
002434892 | BAG,VACUUM CLEANER | Hepa-Flo Replacement Dust Bags, suit Numatic HZQ200 & HZQ190, H Class Vacuum, for Asbestos Handling Kit & SF6 Response Kit (P10) | HS & PPE
002498517 | BAG,VACUUM CLEANER | Special Filter Bag Dust Class H, 30L, for Metabo H-Class Battery Vacuum | Tools & Equipment
002466720 | BAG,WASHING | ZWN1W Washnet Bag, HD Polyester Knit, Ziptop Closure, ID Tag | Tools & Equipment
002465813 | BAG,WASTE BIN | Contaminated Waste Disposal Bag, 450 x 720mm | HS & PPE
002407266 | BALL EYE | 160kN, ETS 11-09-01 | Line Hardware
002407267 | BALL EYE | Extension Link, 160kN, 500mm Lg, ETS 11-09-01 | Line Hardware
002407254 | BALL EYE | 120kN, ETS 11-09-01 | Forged Fittings
000104370 | BALL EYE | 70kN, AS1154 Part 2 70/BE | Galv Products
002474690 | BALL JOINT | 6mm, Black Rubber, Flexible, for Hino Fuel Rack Solenoid | Remote Generation
002462513 | BANDSAW,PORTABLE | Deepcut, 1140mm Blade, 127 x 127mm Cut Capacity, 18V, Brushless Motor, Low Speed, suit all cable types & most steel section, Skin Only | Hardware & Tools
002489193 | BANDSAW,PORTABLE | Milwaukee, M12 Fuel, 12V, 776mm Blade, 63.5 x 63.5mm Cut Capacity, Brushless Motor, Variable Speed Trigger, Dual-actuation Trigger, c/w Rafter Hook | Hardware & Tools
002300022 | BAR,METAL | Crossbar, Cast Iron P6/8/9, Telstra Code 099/00067 (scm) | U/G Equipment
000104428 | BAR,METAL | Yoke Bar, 300mm, for ABC Suspension Clamps (P10) (scm) | Line Hardware
002422590 | BARRICADE,SAFETY | Pedestrian, 2000mm Lg, 50mm W, 1000mm H, Flat Stack, Free Standing, Moulded HDPE, 360Deg Swivel Feet, 14kg | Tools & Equipment
002453595 | BASE,ANTENNA SUPPORT | Mobile Antenna Mount Connector, Nickel Plated, PL259 Socket Base, Mopole, suits Ground Independent Antennas | Communications
002462372 | BASE,ANTENNA SUPPORT | Mobile Antenna Mount Connector, Nickel Plated, PL259 Socket Base c/w 5m RG58 Cable | Communications
000104424 | BASE,CONCRETE PRECAST | 850kg, additional for Uniculvert in poor soil conditions (scm) | Concrete Assemblies
000403291 | BASE,CONCRETE PRECAST | 800mm Dia, CA Dwg 22-A4-7 (MOQ 10) (scm) | Concrete Assemblies
002432086 | BASE,CONCRETE PRECAST | 900 x 150mm, Biscuit, Dwg 907267-01 | Subtransmission
002432169 | BASE,CONCRETE PRECAST | 1200 x 250mm, Biscuit, Side Left, Dwg 907267-02 | Subtransmission
002432151 | BASE,CONCRETE PRECAST | 1100 x 150mm, Biscuit, Side Left, EE Dwg ES000764-01 | Subtransmission
002456218 | BASE,CONCRETE PRECAST | GUSS Panel 3, 1980 x 3757mm, 125mm Thk, Reinforced Concrete, for GUSS Unit, EE Dwg 1052078-12 (scm) | CSI (Solar Power)
002432128 | BASE,CONCRETE PRECAST | 800 x 150mm, Biscuit, Side Left, Dwg 907267-02 | Subtransmission
002456226 | BASE,CONCRETE PRECAST | GUSS Panel 4, 1980 x 3757mm, 125mm Thk, Reinforced Concrete, for GUSS Unit, EE Dwg 1052078-13 (scm) | CSI (Solar Power)
002432144 | BASE,CONCRETE PRECAST | 1000 x 150mm, Biscuit, Side Left, Dwg 907267-02 | Subtransmission
002456200 | BASE,CONCRETE PRECAST | GUSS Panel 2, 1980 x 3757mm, 125mm Thk, Reinforced Concrete, for GUSS Unit, EE Dwg 1052078-11 (scm) | CSI (Solar Power)
002432136 | BASE,CONCRETE PRECAST | 900 x 150mm, Biscuit, Side Left, Dwg 907267-02 | Subtransmission
002432110 | BASE,CONCRETE PRECAST | 1200 x 250mm, Biscuit, Dwg 907267-01 | Subtransmission
002456192 | BASE,CONCRETE PRECAST | GUSS Panel 1, 1980 x 3757mm, 125mm Thk, Reinforced Concrete, for GUSS Unit, EE Dwg 1052078-10 (scm) | CSI (Solar Power)
002432102 | BASE,CONCRETE PRECAST | 1100 x 150mm, Biscuit, EE Dwg ES000764-01 (scm) | Subtransmission
000403271 | BASE,CONCRETE PRECAST | 535mm Dia, CA Dwg 22-A4-7 (MOQ 30) | Concrete Assemblies
000403281 | BASE,CONCRETE PRECAST | 650mm Dia, CA Dwg 22-A4-7 (P10) (scm) | Concrete Assemblies
002432078 | BASE,CONCRETE PRECAST | 800 x 150mm, Biscuit, Dwg 907267-01 | Subtransmission
002432094 | BASE,CONCRETE PRECAST | 1000 x 150mm, Biscuit, Dwg 907267-01 | Subtransmission
002400888 | BASE,DISTRIBUTION PILLAR | 530 x 530 x 320mm H, for Large Green PE Pillar (Pallets of 12) (scm) | U/G Pits & Pillars
000168560 | BASE,DISTRIBUTION PILLAR | URD, 550mm W x 510mm D x 350mm H Green PE, ETS 35/99 item 1, Dwg 04-03-01 (scm) | U/G Pits & Pillars
000104555 | BASE,DISTRIBUTION PILLAR | URD, Split Base Pillar Kit, 2 Halves, 550mm W x 510mm D x 350mm H, Green PE | U/G Pits & Pillars
000023296 | BASE,DISTRIBUTION PILLAR | 400A LV Link Pillar Base Assy, UDC, C&I, 336mm H x 695mm W x 613mm D, Green PPL, suit LV 3Ph 400A Fuse Switch, TS 521 (scm) | U/G Pits & Pillars
000924070 | BASE,POLE ASSEMBLY | Slip Base Adaptor, for upto 10.0m Poles, 350 PCD c/w 3 x M36x130mm Bolts, 6 x M36 Washers, 3 x M36 Nuts & Shear Washer, EQTS 05-02-01, Dwg 05-02-04(scm) | Street Lighting Poles
002402972 | BASE,POLE ASSEMBLY | Slip Base Adaptor, for upto 13.0m Poles, 500 PCD c/w 3 x M36x130mm Bolts, 6 x M36 Washers, 3 x M36 Nuts & Shear Washer, EQTS 05-02-01, Dwg 05-02-04(scm) | Street Lighting Poles
002403866 | BASE,POST | Unistrut Fitting, Base Plate 150mm2 & U-Shape Plate 41mm W, 89mm H, 6mm Thk Series Channel Fitting, Galv Steel | Line Support Equip
000003446 | BASE,RELAY | Mounting Socket, up to 2 Wires, 2.5mm2, 7mm W, DIN Rail Base Screw Terminal | Substation
000018083 | BASE,RELAY | Screw Terminal, 28 Female Contacts, Plug-In Conn Terminals, DIN Rail Mount, for Smitt Relay Type D8-R, Pack of 4 | Hardware & Tools
001014344 | BASE,RELAY | Type S3-B, Socket, 11 Pin Aux Relay, DIN Rail Mount, Releco | Protection
000024873 | BASE,RELAY | Socket, 8 Female Contacts, Plug-In Conn Terminals, DIN Rail Mount, for Omron Relay LY2N | Remote Generation
001014342 | BASE,RELAY | Socket, 14 Blade Aux Relay, DIN Rail Mount, suit RH4B-U Relay | Hardware & Tools
002492502 | BASE,RELAY | 250V, 8A, 8 Pin Flat, Screw Terminal, DIN Rail Mount, suit 4652 Relay Box Clamp, IP20, -40 to 70 deg C, 32.8 x 29 x 12.4mm | Substation Accessories
002425247 | BAT REMOVAL KIT | c/w 1 x "BAT REMOVAL KIT" Label, 1 x 16" HD Tong, 1 x Full Face Shield & Visor, 1 x 500ml Bottle Eye Wash Saline Solution, 1 x 500ml Betadine, 1 x Soap | HS & PPE
002497618 | BATTERY BOX | Battery & Equip Cabinet, Sealed External Vented Battery Compartment, 13RU Equip Compartment, 600 x 600 x 2150mm, suit 16 x SBS100/170 Batteries | Substation Batteries
002476703 | BATTERY,NONRECHARGEABLE | Omron, Lithium PLC, 3.0V, 1700mAh, For use in Programmable Logic Controllers | Remote Generation
002406884 | BATTERY,NONRECHARGEABLE | AA, Heavy Duty, Alkaline | PPE, Hardware & Tools
002476307 | BATTERY,NONRECHARGEABLE | Battery Set for Smart Navigator, c/w 4 x batteries and 2 x JST plugs | Protection
002476695 | BATTERY,NONRECHARGEABLE | Omron, Lithium PLC, 3.6V, 2450mAh, For use in Programmable Logic Controllers | Remote Generation
002476711 | BATTERY,NONRECHARGEABLE | Allen Bradley, LI PLC, 3.0V, 850mAh, For use in Programmable Logic Controllers | Remote Generation
002406583 | BATTERY,NONRECHARGEABLE | D, Heavy Duty (Each) | PPE, Hardware & Tools
002451094 | BATTERY,NONRECHARGEABLE | AA, Heavy Duty, Lithium (scm) | PPE, Hardware & Tools
002406585 | BATTERY,NONRECHARGEABLE | 6V, Heavy Duty (Each) | PPE, Hardware & Tools
002406584 | BATTERY,NONRECHARGEABLE | C, Heavy Duty (Each) | PPE, Hardware & Tools
002402404 | BATTERY,NONRECHARGEABLE | 9V, Heavy Duty (Each) | PPE, Hardware & Tools
000104365 | BATTERY,NONRECHARGEABLE | AAA, Heavy Duty (Each) | PPE, Hardware & Tools
002461069 | BATTERY,STORAGE | 12V, 150Ah, FXH155-12S, VRLA, 1 Link, 1 Cover ***DO NOT MIX with UXF150-12*** | Substation Batteries
002494268 | BATTERY,STORAGE | 125V, 180Ah, Dual String, 38 x UXH100-6 VRLA Monoblocs, c/w Enclosed Rack, Subs Standby Battery Bank, Contract 10591, Item 2c | Substation Batteries
002487965 | BATTERY,STORAGE | 32V, 180Ah, Dual String, 10 x UXH100-6 VRLA Monoblocs c/w Enclosed Rack, Substation Battery Bank, Contract 10591, Item 16c | Substation Batteries
002487981 | BATTERY,STORAGE | 48V, 1000Ah, Dual String, 48 x UXL550-2 VRLA Monoblocs c/w Enclosed Rack, Substation Battery Bank, Contract 10591, Item 14c | Substation Batteries
002497592 | BATTERY,STORAGE | 12V, 100Ah, PowerSafe SBS100F, Front Terminals M6 M, Sealed Lead Acid, 395 x 108 x 287mm, for Telecom | Substation Batteries
002497600 | BATTERY,STORAGE | 12V, 170Ah, PowerSafe SBS170F, Front Terminals M6 M, Sealed Lead Acid, 561 x 125 x 283mm, for Telecom | Substation Batteries
002453603 | BATTERY,STORAGE | TP9100 Battery, 2400mAh Li-Ion, for TP9160 Portable Radio | Communications
002499077 | BATTERY,STORAGE | 125V, 125Ah (-10/+20%), Dual String, C10 to 1.80Vpc at 25°C, 38 x 6V Batteries, VRLA Battery Bank c/w Enclosed & Ventilated Racks, Insulated Connection | Substation Batteries
002499069 | BATTERY,STORAGE | 48V, 90Ah (-10/+20%), Single String, C10 to 1.80Vpc at 25°C, 4 x 12V Batteries, VRLA Battery Bank, Battery only c/w Insulated Connection Bars & Flexible | Substation Batteries
002487973 | BATTERY,STORAGE | 110V, 125Ah, Dual String, 36 x UXH75-6 VRLA Monoblocs c/w Enclosed Rack, Substation Battery Bank, Contract 10591, Item 5c | Substation Batteries
002498467 | BATTERY,STORAGE | Metabo LiHD Battery Back, 18V, 8.0Ah | Tools & Equipment
002496818 | BATTERY,STORAGE | Versaflo TR-332, High Capacity Battery Pack, Li-Ion, 8 - 12hrs Operating Life, for Versaflo TR-300 Series PAPR | HS & PPE
002479103 | BATTERY,STORAGE | 12V, 2.0Ah, M12 Red Li-Ion, Compact, for Milwaukee Tools | Tools & Equipment
000023748 | BATTERY,STORAGE | 12V, 24Ah, Model PS-12260 NB, BAT-0002, suit Noja RC01 Controller | Protection
000023715 | BATTERY,STORAGE | 12V, 25.4Ah, for RC10 Control Box, suit NOJA RC10 ES Controller | Switchgear Distribution
002464980 | BATTERY,STORAGE | 3.6V, 1.6Ah, Emergency/Exit Lighting Battery, Ni-Cd, Wire Leads to Connector | Remote Generation
002451664 | BATTERY,STORAGE | 12V, 12Ah, 6mm Terminal, for ADVC2 Control Box, suit Schneider ADVC (Set of 2) | Protection
000104735 | BATTERY,STORAGE | 12V, 7Ah, Gel Type, for Control Cabinet of Nu-Lec Recloser | Protection
002457794 | BATTERY,STORAGE | 125V, 180Ah, Dual String, 38 x UXH100-6 VRLA Monoblocs w/out Rack, Subs Standby Battery Bank, Contract 10591, Item 2a | Substation Batteries
002457786 | BATTERY,STORAGE | 125V, 125Ah, Dual String, 38 x UXH75-6 VRLA Monoblocs w/out Rack, Subs Standby Battery Bank, Contract 10591, Item 1a | Substation Batteries
002458172 | BATTERY,STORAGE | 48V, 500Ah, Dual String, 48 x UXL 330-2 VRLA Monoblocs c/w Enclosed Rack, Subs Standby Battery Bank, Contract 10591, Item 13c | Substation Batteries
002458164 | BATTERY,STORAGE | 48V, 224Ah, Dual String, 16 x UXH125-6 VRLA Monoblocs c/w Enclosed Rack, Subs Standby Battery Bank, Contract 10591, Item 12c | Substation Batteries
002458156 | BATTERY,STORAGE | 48V, 90Ah, Dual String, 8 x UXH50-12 VRLA Monoblocs c/w Enclosed Rack, Subs Standby Battery Bank, Contract 10591, Item 9c | Substation Batteries
002458149 | BATTERY,STORAGE | 110V, 400Ah, Dual String, 108 x UXL220-2 VRLA Monoblocs c/w Enclosed Rack, Subs Standby Battery Bank, Contract 10591, Item 8c | Substation Batteries
002458131 | BATTERY,STORAGE | 110V, 224Ah, Dual String, 36 x UXH125-6 VRLA Monoblocs c/w Enclosed Rack, Subs Standby Battery Bank, Contract 10591, Item 7c | Substation Batteries
002458123 | BATTERY,STORAGE | 110V, 180Ah, Dual String, 36 x UXH100-6 VRLA Monoblocs c/w Enclosed Rack, Subs Standby Battery Bank, Contract 10591, Item 6c | Substation Batteries
002458115 | BATTERY,STORAGE | 110V, 90Ah, Dual String, 18 x UXH50-12 VRLA Monoblocs c/w Enclosed Rack, Subs Standby Battery Bank, Contract 10591, Item 4c | Substation Batteries
002458107 | BATTERY,STORAGE | 32V, 180Ah, Dual String, 10 x UXH100-6 VRLA Monoblocs c/w Rack, Subs Standby Battery Bank, Contract 10591, Item 16b | Substation Batteries
002458099 | BATTERY,STORAGE | 32V, 125Ah, Dual String, 10 x UXH75-6 VRLA Monoblocs c/w Rack, Subs Standby Battery Bank, Contract 10591, Item 15b | Substation Batteries
002458081 | BATTERY,STORAGE | 48V, 1000Ah, Dual String, 48 x UXL550-2 VRLA Monoblocs c/w Rack, Subs Standby Battery Bank, Contract 10591, Item 14b | Substation Batteries
002458073 | BATTERY,STORAGE | 48V, 500Ah, Dual String, 48 x UXL330-2 VRLA Monoblocs c/w Rack, Subs Standby Battery Bank, Contract 10591, Item 13b | Substation Batteries
002458065 | BATTERY,STORAGE | 48V, 224Ah, Dual String, 16 x UXH125-6 VRLA Monoblocs c/w Rack, Subs Standby Battery Bank, Contract 10591, Item 12b | Substation Batteries
002458057 | BATTERY,STORAGE | 48V, 180Ah, Dual String, 8 x FXH100-12S VRLA Monoblocs c/w Rack, Subs Standby Battery Bank, Contract 10591, Item 11b | Substation Batteries
002458040 | BATTERY,STORAGE | 48V, 125Ah, Dual String, 8 x FXH100-12S VRLA Monoblocs c/w Rack, Subs Standby Battery Bank, Contract 10591, Item 10b | Substation Batteries
002458032 | BATTERY,STORAGE | 48V, 90Ah, Dual String, 8 x UXH50-12 VRLA Monoblocs c/w Rack, Subs Standby Battery Bank, Contract 10591, Item 9b | Substation Batteries
002458024 | BATTERY,STORAGE | 110V, 400Ah, Dual String, 108 x UXL220-2 VRLA Monoblocs c/w Rack, Subs Standby Battery Bank, Contract 10591, Item 8b | Substation Batteries
002458016 | BATTERY,STORAGE | 110V, 224Ah, Dual String, 36 x UXH125-6 VRLA Monoblocs c/w Rack, Subs Standby Battery Bank, Contract 10591, Item 7b | Substation Batteries
002458008 | BATTERY,STORAGE | 110V, 180Ah, Dual String 36 x UXH100-6 VRLA Monoblocs c/w Rack, Subs Standby Battery Bank, Contract 10591, Item 6b | Substation Batteries
002457992 | BATTERY,STORAGE | 110V, 125Ah, Dual String, 36 x UXH75-6 VRLA Monoblocs c/w Rack, Subs Standby Battery Bank, Contract 10591, Item 5b | Substation Batteries
002457984 | BATTERY,STORAGE | 110V, 90Ah, Dual String, 18 x UXH50-12 VRLA Monoblocs c/w Rack, Subs Standby Battery Bank, Contract 10591, Item 4b | Substation Batteries
002457976 | BATTERY,STORAGE | 125V, 224Ah, Dual String, 38 x UXH125-6 VRLA Monoblocs c/w Rack, Subs Standby Battery Bank, Contract 10591, Item 3b | Substation Batteries
002457968 | BATTERY,STORAGE | 125V, 180Ah, Dual String, 38 x UXH100-6 VRLA Monoblocs c/w Rack, Subs Standby Battery Bank, Contract 10591, Item 2b | Substation Batteries
002457950 | BATTERY,STORAGE | 125V, 125Ah, Dual String, 38 x UXH75-6 VRLA Monoblocs c/w Rack, Subs Standby Battery Bank, Contract 10591, Item 1b | Substation Batteries
002457943 | BATTERY,STORAGE | 12V, 7Ah, 1 x NP7-12FR VRLA Monobloc, Recloser Standby Battery, Contract 10591, Item 17 | Substation Batteries
002457935 | BATTERY,STORAGE | 32V, 180Ah, Dual String, 10 x UXH100-6 VRLA Monoblocs w/out Rack, Subs Standby Battery Bank, Contract 10591, Item 16a | Substation Batteries
002457927 | BATTERY,STORAGE | 32V, 125Ah, Dual String, 10 x UXH75-6 VRLA Monoblocs w/out Rack, Subs Standby Battery Bank, Contract 10591, Item 15a | Substation Batteries
002457919 | BATTERY,STORAGE | 48V, 1000Ah, Dual String, 48 x UXL550-2 VRLA Monoblocs w/out Rack, Subs Standby Battery Bank, Contract 10591, Item 14a | Substation Batteries
002457901 | BATTERY,STORAGE | 48V, 500Ah, Dual String, 48 x UXL330-2 VRLA Monoblocs w/out Rack, Subs Standby Battery Bank, Contract 10591, Item 13a | Substation Batteries
002457893 | BATTERY,STORAGE | 48V, 224Ah, Dual String, 16 x UXH125-6 VRLA Monoblocs w/out Rack, Subs Standby Battery Bank, Contract 10591, Item 12a | Substation Batteries
002457885 | BATTERY,STORAGE | 48V, 180Ah, Dual String, 8 x FXH100-12S VRLA Monoblocs w/out Rack, Subs Standby Battery Bank, Contract 10591, Item 11a | Substation Batteries
002457877 | BATTERY,STORAGE | 48V, 125Ah, Dual String, 8 x FXH100-12S VRLA Monoblocs w/out Rack, Subs Standby Battery Bank, Contract 10591, Item 10a | Substation Batteries
002457869 | BATTERY,STORAGE | 48V, 90Ah, Dual String, 8 x UXH50-12 VRLA Monoblocs w/out Rack, Subs Standby Battery Bank, Contract 10591, Item 9a | Substation Batteries
002457851 | BATTERY,STORAGE | 110V, 400Ah, Dual String, 108 x UXL220-2 VRLA Monoblocs w/out Rack, Subs Standby Battery Bank, Contract 10591, Item 8a | Substation Batteries
002457844 | BATTERY,STORAGE | 110V, 224Ah, Dual String, 36 x UXH125-6 VRLA Monoblocs w/out Rack, Subs Standby Battery Bank, Contract 10591, Item 7a | Substation Batteries
002457836 | BATTERY,STORAGE | 110V, 180Ah, Dual String, 36 x UXH100-6 VRLA Monoblocs w/out Rack, Subs Standby Battery Bank, Contract 10591, Item 6a | Substation Batteries
002457828 | BATTERY,STORAGE | 110V, 125Ah, Dual String, 36 x UXH75-6 VRLA Monoblocs w/out Rack, Subs Standby Battery Bank, Contract 10591, Item 5a | Substation Batteries
002457810 | BATTERY,STORAGE | 110V, 90Ah, Dual String, 18 x UXH50-12 VRLA Monoblocs w/out Rack, Subs Standby Battery Bank, Contract 10591, Item 4a | Substation Batteries
002457802 | BATTERY,STORAGE | 125V, 224Ah, Dual String, 38 x UXH125-6 VRLA Monoblocs w/out Rack, Subs Standby Battery Bank, Contract 10591, Item 3a | Substation Batteries
002481968 | BATTERY,STORAGE | 18V, 8.0Ah, M18 Red Li-Ion, for Milwaukee Tools | Tools & Equipment
002496644 | BATTERY,STORAGE | Milwaukee 4V USB Power Source & Charger Kit | Hardware & Tools
002493559 | BATTERY,STORAGE | Rechargeable, Zithion Battery, ZX310, Suits XPH25R Coast headlamp | PPE, Hardware & Tools
002489060 | BATTERY,STORAGE | Battery Kit, 12V, 26Ah, Vertical Mount, suit NOJA RC20 Controller | Switchgear Distribution
000019786 | BATTERY,STORAGE | 12V, 7Ah, Sealed Lead Acid, 151 x 65 x 98mm, for PTCC Control Boxes, suit Nu-Lec PMR | Protection
002491165 | BATTERY,STORAGE | Milwaukee, REDLITHIUM, 4V, 3.0Ah | Hardware & Tools
002491181 | BATTERY,STORAGE | Milwaukee, REDLITHIUM, M12, 12V, 5.0Ah, High Output | Hardware & Tools
002478428 | BATTERY,STORAGE | 48V, 150Ah, Dual String, 16 x UXH75-6 VRLA, c/w Enclosed Rack, 00000015 Item 3H+E | Substation Batteries
002479087 | BATTERY,STORAGE | 48V, 150Ah, Dual String, 2 x 8 UXH75-6 VRLA, Subs Battery Bank, c/w Rack, Item 3H+R | Substation Batteries
002479079 | BATTERY,STORAGE | 48V, 150Ah, Dual String, 2 x 8 UXH75-6 VRLA, Subs Battery Bank, Item 3H | Substation Batteries
000021315 | BATTERY,STORAGE | 14.4V, 3.0Ah, Li-Ion Battery, for Izumi Tools, u/w Battery Operated Crimper & Cutter | Hardware & Tools
002476281 | BATTERY,STORAGE | 12V, 10Ah, Lithium Deep-Cycle Battery | Protection
000025366 | BATTERY,STORAGE | 18V, 5.0Ah, Lithium Makita Battery, c/w Fuel Gauge, 45 mins Charging Time | Hardware & Tools
002475770 | BATTERY,STORAGE | 18V, 2.0Ah, M18 Red Li-Ion, for Milwaukee Tools | Hardware & Tools
000023414 | BATTERY,STORAGE | 12V, 4.0Ah, M12 Red Li-Ion for Milwaukee Tools | Hardware & Tools
000024986 | BATTERY,STORAGE | 12V, 3.0Ah, Compact M12 Red Li-Ion for Milwaukee Tools | Hardware & Tools
002469617 | BATTERY,STORAGE | 18V, 6.0Ah, M18 Red Li-Ion, High Output, for Milwaukee Tools | Hardware & Tools
000022274 | BATTERY,STORAGE | 18V, 5.0Ah, M18 Red Li-Ion, for Milwaukee Tools | Hardware & Tools
002471209 | BATTERY,STORAGE | 18V, 12.0Ah, M18 Red Li-Ion, High Output for Milwaukee Tools | Hardware & Tools
002454403 | BATTERY,STORAGE | 18V, 3Ah, Li-Ion, Makita, suit some Klauke, MSS & Makita tools | Hardware & Tools
000024173 | BEACON,PERSONAL LOCATOR | GPS, Digital 406MHz, High Intensity Flashing LED, 7 Year Battery Life, IP67 Carry Case, supplied with Asset & Barcode | Hardware & Tools
002438075 | BEAM,HOISTING | Spreader Bar, Cable Drum Stand Loading 1.5T c/w 2x Chains with Lifting Hooks, Chain Shortener, Adjustable Lifting Point | Electrical Test & Accsry Equip
X09000010 | BEARING | Replacement Bearings for AEM ABS, manufactured prior to Nov 2009 | Switchgear
002462893 | BEARING SET,SLEEVE | Camshaft Bearing Shell Set, Engine, Hino JO8 Mechanical Parts | Remote Generation
002462794 | BEARING,BALL,ANNULAR | Deep Groove Bearing, Parallel Bore Type, 17mm ID, 40mm OD, 12mm W, 1 x Row, Sealed End Type, Steel, Hino JO8 Mechanical Parts | Remote Generation
002493880 | BELT | Versaflo TR-327, Easy-clean Waist Belt, for Versaflo TR-300 Series PAPR | HS & PPE
002439354 | BELT,SAFETY,INDUSTRIAL | Body Belt, Blue in Colour, Fits Waist 72 to 140cm, Pole Rescue Only | PPE, Hardware & Tools
002462786 | BELT,V | Gold Ribbon, Engine Cog-Belt, 1113 Outside Length, Hino JO8 Mechanical Parts | Remote Generation
002468882 | BELT,V | Ribbed V-Belt, Scania DC13 Mechanical Parts | Remote Generation
000030116 | BEND,CABLE RACK | Flat 90 Deg, 150mm W, 60mm H, 300mm Rad, NEMA 12B Steel, Galv Steel | Line Support Equip
000030118 | BEND,CABLE RACK | Flat 90 Deg, 450mm W, 60mm H, 300mm Rad, NEMA 12B Steel, Galv Steel | Line Support Equip
000030119 | BEND,CABLE RACK | Flat 90 Deg, 600mm W, 60mm H, 300mm Rad, NEMA 12B Steel, Galv Steel | Line Support Equip
000030117 | BEND,CABLE RACK | Flat 90 Deg, 300mm W, 60mm H, 300mm Rad, NEMA 12B Steel, Galv Steel | Line Support Equip
002477826 | BEND,ELECTRICAL CONDUIT | 50mm, 90 Deg, 600mm Rad, UPVC, HD, Socket to Socket, Orange, AS/NZS2053 (scm) | Conduit & Fittings
002438679 | BEND,ELECTRICAL CONDUIT | 100mm, 90 Deg, 1600mm Rad, HD, Orange | Conduit & Fittings
002480937 | BEND,ELECTRICAL CONDUIT | 125mm, 15 Deg, 600mm Rad, LD, Double Ended Socket | Conduit & Fittings
000104456 | BEND,ELECTRICAL CONDUIT | 50mm, 45 Deg, 304mm Rad, PVC, Socket to Socket, White (scm) | Conduit & Fittings
000104455 | BEND,ELECTRICAL CONDUIT | 50mm, 90 Deg, 304mm Rad, PVC, Socket to Socket, White (scm) | Conduit & Fittings
002438794 | BEND,ELECTRICAL CONDUIT | 100mm, 15 Deg, 1830mm Rad, HD, Orange | Conduit & Fittings
000104324 | BEND,ELECTRICAL CONDUIT | 125mm, 15 Deg, 1830mm Rad, UPVC, LD, Orange Elec, AS/NZS 2053.2 | Conduit & Fittings
002400405 | BEND,ELECTRICAL CONDUIT | 80mm, 15 Deg, 1830mm Rad, UPVC, LD, Orange Elec, AS/NZS 2053.2 | Conduit & Fittings
002438844 | BEND,ELECTRICAL CONDUIT | 100mm, 22.5 Deg, 600mm Rad, HD, Orange | Conduit & Fittings
002438828 | BEND,ELECTRICAL CONDUIT | 150mm, 30 Deg, 1830mm Rad, HD, Orange | Conduit & Fittings
002438810 | BEND,ELECTRICAL CONDUIT | 100mm, 30 Deg, 1830mm Rad, HD, Orange | Conduit & Fittings
002438737 | BEND,ELECTRICAL CONDUIT | 100mm, 30 Deg, 1000mm Rad, HD, Orange | Conduit & Fittings
000104452 | BEND,ELECTRICAL CONDUIT | 125mm, 30 Deg, 2400mm Rad, UPVC, LD, Orange Elec, AS/NZS 2053.2 (scm) | Conduit & Fittings
000104325 | BEND,ELECTRICAL CONDUIT | 125mm, 30 Deg, 1830mm Rad, UPVC, LD, Orange Elec, AS/NZS 2053.2 | Conduit & Fittings
000104322 | BEND,ELECTRICAL CONDUIT | 100mm, 30 Deg, 2400mm Rad, UPVC, LD, Orange Elec, AS/NZS 2053.2 (P100) (scm) | Conduit & Fittings
002400401 | BEND,ELECTRICAL CONDUIT | 100mm, 30 Deg, 1830mm Rad, UPVC, LD, Orange Elec, AS/NZS 2053.2 (scm) | Conduit & Fittings
002455467 | BEND,ELECTRICAL CONDUIT | 150mm, 45 Deg, 1000mm Rad, UPVC, LD, Socket to Socket, Orange Elec, AS/NZS 2053.2 (scm) | Conduit & Fittings
002438760 | BEND,ELECTRICAL CONDUIT | 150mm, 45 Deg, 1000mm Rad, HD, Orange | Conduit & Fittings
002400407 | BEND,ELECTRICAL CONDUIT | 150mm, 45 Deg, 1830mm Rad, UPVC, LD, Orange Elec, AS/NZS 2053.2 (scm) | Conduit & Fittings
000104326 | BEND,ELECTRICAL CONDUIT | 125mm, 45 Deg, 1830mm Rad, UPVC, LD, Orange Elec, AS/NZS 2053.2 | Conduit & Fittings
002400396 | BEND,ELECTRICAL CONDUIT | 100mm, 45 Deg, 1830mm Rad, UPVC, LD, Orange Elec, AS/NZS 2053.2 (scm) | Conduit & Fittings
002400402 | BEND,ELECTRICAL CONDUIT | 80mm, 45 Deg, 1830mm Rad, UPVC, LD, Orange Elec, AS/NZS 2053.2 | Conduit & Fittings
002400403 | BEND,ELECTRICAL CONDUIT | 80mm, 45 Deg, 1200mm Rad, UPVC, LD, Orange Elec, AS/NZS 2053.2 | Conduit & Fittings
002455459 | BEND,ELECTRICAL CONDUIT | 150mm, 60 Deg, 1000mm Rad, UPVC, LD, Socket to Socket, Orange Elec, AS/NZS 2053.2 (scm) | Conduit & Fittings
002438703 | BEND,ELECTRICAL CONDUIT | 100mm, 90 Deg, 460mm Rad, HD, Orange | Conduit & Fittings
001865676 | BEND,ELECTRICAL CONDUIT | 50mm, 90 Deg, 304mm Rad, UPVC, HD, Socket to Socket, Orange Elec, AS/NZS 2053.2 | Conduit & Fittings
002406976 | BEND,ELECTRICAL CONDUIT | 40mm NB, 90 Deg, 300mm Rad, UPVC, HD, Socket to Socket, Orange Elec, AS/NZS 2053.2 (scm) | Conduit & Fittings
001865698 | BEND,ELECTRICAL CONDUIT | 32mm, 90 Deg, 304mm Rad, UPVC, HD, Socket to Socket, Orange Elec, AS/NZS 2053.2, Dwg 22-A4-514 (for R/hampton use) | Conduit & Fittings
002438646 | BEND,ELECTRICAL CONDUIT | 150mm, 90 Deg, 1830mm Rad, HD, Orange | Conduit & Fittings
002438786 | BEND,ELECTRICAL CONDUIT | 150mm, 90 Deg, 1000mm Rad, HD, Orange | Conduit & Fittings
002438729 | BEND,ELECTRICAL CONDUIT | 150mm, 90 Deg, 635mm Rad, HD, Orange | Conduit & Fittings
002438778 | BEND,ELECTRICAL CONDUIT | 100mm, 90 Deg, 1000mm Rad, HD, Orange | Conduit & Fittings
002400410 | BEND,ELECTRICAL CONDUIT | 150mm, 90 Deg, 1000mm Rad, UPVC, LD, Orange Elec, AS/NZS 2053.2 (scm) | Conduit & Fittings
002406683 | BEND,ELECTRICAL CONDUIT | 100mm, 90 Deg, 1800mm Rad, UPVC, LD, Orange Elec, AS/NZS 2053.2 (scm) | Conduit & Fittings
001865692 | BEND,ELECTRICAL CONDUIT | 100mm, 90 Deg, 600mm Rad, UPVC, LD, Orange Elec, AS/NZS 2053.2 (scm) | Conduit & Fittings
002400399 | BEND,ELECTRICAL CONDUIT | 80mm, 90 Deg, 450mm Rad, UPVC, LD, Orange Elec, AS/NZS 2053.2 (scm) | Conduit & Fittings
002438745 | BEND,ELECTRICAL CONDUIT | 150mm, 30 Deg, 1000mm Rad, HD, Orange | Conduit & Fittings
002438802 | BEND,ELECTRICAL CONDUIT | 150mm, 15 Deg, 1830mm Rad, HD, Orange | Conduit & Fittings
002438752 | BEND,ELECTRICAL CONDUIT | 100mm, 45 Deg, 1000mm Rad, HD, Orange | Conduit & Fittings
002438653 | BEND,ELECTRICAL CONDUIT | 150mm, 45 Deg, 1830mm Rad, HD, Orange | Conduit & Fittings
002438836 | BEND,ELECTRICAL CONDUIT | 100mm, 45 Deg, 1830mm Rad, HD, Orange | Conduit & Fittings
002438711 | BEND,ELECTRICAL CONDUIT | 150mm, 45 Deg, 635mm Rad, HD, Orange | Conduit & Fittings
002438661 | BEND,ELECTRICAL CONDUIT | 150mm, 22.5 Deg, 1830mm Rad, HD, Orange | Conduit & Fittings
002406684 | BEND,ELECTRICAL CONDUIT | 100mm, 45 Deg, 1800mm Rad, UPVC, LD, Orange Elec, AS/NZS 2053.2 (scm) | Conduit & Fittings
000104482 | BEND,ELECTRICAL CONDUIT | 80mm, 90 Deg, 750mm Rad, UPVC, LD, Socket to Socket, Orange Elec, AS/NZS 2053.2 (scm) | Conduit & Fittings
000104675 | BEND,ELECTRICAL CONDUIT | 80mm, 90 Deg, 1000mm Rad, UPVC, LD, Socket to Socket, Orange Elec, AS/NZS 2053.2 (scm) | Conduit & Fittings
002400406 | BEND,ELECTRICAL CONDUIT | 40mm, 90 Deg, 600mm Rad, UPVC, HD, Socket to Socket, Orange Elec, AS/NZS 2053.2 | Conduit & Fittings
002406996 | BEND,ELECTRICAL CONDUIT | 40mm, 90 Deg, 300mm Rad, UPVC, HD, Socket to Socket, Orange Elec, Dwg 875254-01 (scm) | Conduit & Fittings
000104475 | BEND,ELECTRICAL CONDUIT | 125mm, 90 Deg, 1000mm Rad, UPVC, LD, Socket to Socket, Orange Elec, AS/NZS 2053.2 (scm) | Conduit & Fittings
002405961 | BEND,ELECTRICAL CONDUIT | 100mm, 90 Deg, 1000mm Rad, UPVC, LD, Orange Elec, AS/NZS 2053.2 (scm) | Conduit & Fittings
000104323 | BEND,ELECTRICAL CONDUIT | 100mm, 45 Deg, 2400mm Rad, UPVC, LD, Orange Elec, AS/NZS 2053.2 (scm) | Conduit & Fittings
002438687 | BEND,ELECTRICAL CONDUIT | 100mm, 45 Deg, 1600mm Rad, HD, Orange | Conduit & Fittings
002486868 | BIN,WASTE | EWP Bin, Small, Galv c/w Lid, Chain & Bow Shackle, for use on 12m Nifty-Lift | HS & PPE
002490977 | BIRD REPELLENT | Spinning Warning Marker, White, Yellow Reflectors, Rectangle 250mm L, used to Divert Birds from Power Lines | O/Head Line
000016813 | BIRD REPELLENT | Afterglow UV Stabilised Warning Marker, White, Disk 250mm Lg, 10-70mm Clamp, used to Divert Birds from Power Lines | O/Head Line
002474633 | BIT,AUGER | Triad HD Rock Auger, 550 Dia, 1600mm OAL Triple Cutting Flights, Single Carrier Flights, 75 x 75mm2 Drive, 1200mm Flight Section, 20mm Lead Flights, 16mm Thk | Tools & Equipment
000009417 | BIT,AUGER | Impact, 10mm Dia, 205mm OAL, Steel, Ring Twist Pattern, 11mm Hex Shank, Quick Release | Hardware & Tools
000014545 | BIT,AUGER | Impact, 18mm Dia, 205mm OAL, Steel, Ring Twist Pattern, 11mm Hex Shank, Quick Release | Hardware & Tools
000014544 | BIT,AUGER | Impact, 14mm Dia, 205mm OAL, Steel, Ring Twist Pattern, 11mm Hex Shank, Quick Release | Hardware & Tools
000014543 | BIT,AUGER | Impact, 12mm Dia, 305mm OAL, Steel, Ring Twist Pattern, 11mm Hex Shank, Quick Release | Hardware & Tools
002474625 | BIT,AUGER | Triad HD Rock Auger, 500 Dia, 1600mm OAL Triple Cutting Flights, Single Carrier Flights, 75 x 75mm2 Drive, 1200mm Flight Section, 20mm Lead Flights, 16mm Thk | Tools & Equipment
000014546 | BIT,AUGER | Impact, 18mm Dia, 457mm OAL, Steel, Ring Twist Pattern, 11mm Hex Shank, Quick Release | Hardware & Tools
002474617 | BIT,AUGER | Triad HD Rock Auger, 450 Dia, 1600mm OAL Triple Cutting Flights, Single Carrier Flights, 75 x 75mm2 Drive, 1200mm Flight Section, 20mm Lead Flights, 16mm Thk | Tools & Equipment
002474666 | BIT,AUGER | Rock, New Centre Grinding Tip, Left Hand c/w 4 x Bullet Teeth | Tools & Equipment
002474641 | BIT,AUGER | Triad HD Rock Auger, 600 Dia, 1600mm OAL Triple Cutting Flights, Single Carrier Flights, 75 x 75mm2 Drive, 1200mm Flight Section, 20mm Lead Flights, 16mm Thk | Tools & Equipment
002466753 | BIT,AUGER | Impact, 16mm Dia, 457mm OAL, Steel, Ring Twist Pattern, 11mm Hex Shank, Quick Release | Hardware & Tools
002466746 | BIT,AUGER | Impact, 18mm Dia, 610mm OAL, Steel, Ring Twist Pattern, 11mm Hex Shank, Quick Release | Hardware & Tools
000021977 | BIT,AUGER | Impact, 22mm Dia, 600mm O/A Lg, Steel, Ring Twist, 7/16¿ Hex Shank, Quick Release | Hardware & Tools
000021859 | BIT,AUGER | Impact, 15mm Dia, 225mm O/A Lg, Steel, Ring Twist, 7/16¿ Hex Shank, Quick Release | Hardware & Tools
002478154 | BIT,AUGER | Wood, 12mm Dia, 190mm OAL, Alloy Steel, 1/4" Hex Quick Connect | Tools & Equipment
000022671 | BIT,AUGER | Impact, 22mm Dia, 900mm O/A Lg, Steel, Ring Twist, 7/16¿ Hex Shank, Quick Release | Hardware & Tools
000019310 | BIT,AUGER | Impact, 26mm Dia, 205mm OAL, Steel, Ring Twist Pattern, 11mm Hex Shank, Quick Release | Hardware & Tools
000017635 | BIT,AUGER | Impact, 16mm Dia, 205mm OAL, Steel, Ring Twist Pattern, 11mm Hex Shank, Quick Release | Hardware & Tools
000014550 | BIT,AUGER | Impact, 26mm Dia, 475mm OAL, Steel, Ring Twist Pattern, 11mm Hex Shank, Quick Release | Hardware & Tools
002474658 | BIT,AUGER | Triad HD Rock Auger, 750 Dia, 1600mm OAL Triple Cutting Flights, Single Carrier Flights, 75 x 75mm2 Drive, 1200mm Flight Section, 20mm Lead Flights, 16mm Thk | Tools & Equipment
002402730 | BIT,AUGER | Adaptor, 7/16" Hex, 1/2" Square, Male Adaptor | Hardware & Tools
002466761 | BIT,AUGER | Impact, 12mm Dia, 457mm OAL, Steel, Ring Twist Pattern, 11mm Hex Shank, Quick Release | Hardware & Tools
002497246 | BIT,AUGER | Impact, 25mm Dia, 600mm OAL, Steel, Ring Twist Pattern, 11mm Hex Shank, Quick Release | Hardware & Tools
002478147 | BIT,AUGER | Wood, 10mm Dia, 190mm OAL, Alloy Steel, 1/4" Hex Quick Connect | Tools & Equipment
002478139 | BIT,AUGER | Wood, 8mm Dia, 170mm OAL, Alloy Steel, 1/4" Hex Quick Connect | Tools & Equipment
000014821 | BIT,AUGER | Impact, 8mm Dia, 205mm OAL, Steel, Ring Twist Pattern, 11mm Hex Shank, Quick Release | Hardware & Tools
000014548 | BIT,AUGER | Impact, 22mm Dia, 457mm OAL, Steel, Ring Twist Pattern, 11mm Hex Shank, Quick Release | Hardware & Tools
000014547 | BIT,AUGER | Impact, 22mm Dia, 205mm OAL, Steel, Ring Twist Pattern, 11mm Hex Shank, Quick Release | Hardware & Tools
002497378 | BIT,ROCK DRILL | Milwaukee SDS Plus Vacuum Drill Bit, 12 x 325mm, for Silica Dust Extraction, suit M-Class 30L Vacuum | Tools & Equipment
002498665 | BIT,ROCK DRILL | Bosch SDS Plus Vacuum Drill Bit, 22 x 450mm | Tools & Equipment
002498657 | BIT,ROCK DRILL | xDust SDS Plus Vacuum Drill Bit, 10 x 150/280mm | Tools & Equipment
002497386 | BIT,ROCK DRILL | Milwaukee SDS Plus Vacuum Drill Bit, 18 x 360mm, for Silica Dust Extraction, suit M-Class 30L Vacuum | Tools & Equipment
002498640 | BIT,ROCK DRILL | xDust SDS Plus Vacuum Drill Bit, 6 x 100/230mm | Tools & Equipment
002482016 | BIT,ROUTER | Up Cut Spiral, 3/16 (4,78mm) | Tools & Equipment
002493419 | BIT,SCREWDRIVER | Milwaukee, Shockwave Power Bit, Phillips #2, 150mm (6") Lg, 2 Pack, suit 1/4" Impact Driver Quick Connect | Hardware & Tools
002486009 | BIT,SCREWDRIVER | Drive Head, 1/4", Magnetic Nut Setter, 1/4" Quick Connect Drive | Hardware & Tools
002485746 | BIT,SCREWDRIVER | Flat Tip, 1/4" Quick Connect, 0.6 x 4.5 x 50mm (P3) | Tools & Equipment
002485720 | BIT,SCREWDRIVER | Cross Tip, 1/4" Quick Connect Pozi Drive, PZ1x50mm (P3) | Tools & Equipment
002478162 | BIT,SCREWDRIVER | Phillips, #2, 50mm, 1/4" Quick Connect, (P5) | Tools & Equipment
002478170 | BIT,SCREWDRIVER | Phillips, #2, 89mm, 1/4" Quick Connect, (P5) | Tools & Equipment
002485738 | BIT,SCREWDRIVER | Cross Tip, 1/4" Quick Connect Pozi Drive, PZ2x50mm (P3) | Tools & Equipment
002485753 | BIT,SCREWDRIVER | Flat Tip, 1/4" Quick Connect, 0.8 x 4.5 x 50mm (P3) | Tools & Equipment
002486017 | BIT,SCREWDRIVER | Drive Head, 3/8", Magnetic Nut Setter, 1/4" Quick Connect Drive | Hardware & Tools
002478907 | BIT,SCREWDRIVER | Flat Driver, 4 x 50mm, 1/4" Hex | Tools & Equipment
002478915 | BIT,SCREWDRIVER | Flat Driver, 6 x 100mm | Tools & Equipment
002417517 | BIT,SCREWDRIVER | Drive Head, 3/8" Tek, use on Battery Screwdriver | PPE, Hardware & Tools
002486934 | BIT,SCREWDRIVER | Slotted Flat, 1000V, 5.5 x 1.0mm | Hardware & Tools
000104433 | BIT,SCREWDRIVER | Power Drive Bit, Magnetic External 5/16" Nutsetter, Hex Head, suit Roofing Screw | Hardware & Tools
002491579 | BLADE | Milwaukee, 89mm, Universal Fit OPEN-LOK, Oscillating Multi-Tool HCS Wood Blade | Tools & Equipment
002487239 | BLADE | Replacement Blade, 50mm Tungsten Carbide Blade, for Uni-Pro Precision Scraper | Tools & Equipment
002487221 | BLADE | Multi-Tool Blade, Conduit Depth 5mm, Yellow | Tools & Equipment
000022063 | BLADE | Round Saw Blade, suit Multi-Tool Conduit Cutter | Hardware & Tools
002461341 | BLADE SET,CABLE STRIPPER | Replacement Blade, suit Greenlee 1903 Cable Stripper, Pack of 2 | Hardware & Tools
000104618 | BLADE SET,CABLE STRIPPER | suit Cable Outer Sheath IR Cutter | Hardware & Tools
002423911 | BLADE SET,CABLE STRIPPER | suit Cabac Stripper Model AM1 | Tools & Equipment
002437010 | BLADE SET,CABLE STRIPPER | 5mm Cut, Blades/Roller Claw & Block Replacement Kit, suit PAD Strippers, use with Insulation up to 6mm Thk, (replacement blades for IIN2429603) | Hardware & Tools
002493468 | BLADE,BRUSHCUTTER | Milwaukee, 4 Tooth Brushcutter Blade, suits M18 Fuel Brushcutter M18FBC | Hardware & Tools
002452373 | BLADE,CABLE STRIPPER | Replacement Blade CT1/CT2, suit Chamfering Tool (blade modified as per Ergon Spec) | Hardware & Tools
000025321 | BLADE,CABLE STRIPPER | Replacement Alroc CCT Stripper Blade, Long, for Longitudinal Cutting 3.3mm | Hardware & Tools
000023963 | BLADE,CABLE STRIPPER | Replacement Alroc CCT Stripper Blade, Short, Circular, for Circumference Cutting 3mm | Hardware & Tools
002423895 | BLADE,CABLE STRIPPER | Blunt Nose, suit Stripper Cable, Outer Sheath must suit IR Cutter | Hardware & Tools
002497477 | BLADE,CABLE STRIPPER | Replacement Alroc Insulation Stripper Blade, 1.6mm Circular | Hardware & Tools
002497469 | BLADE,CABLE STRIPPER | Replacement Alroc Insulation Stripper Blade, 1.2mm Circular | Hardware & Tools
002423937 | BLADE,CABLE STRIPPER | Spare Blade, suit Speed Stripper, Model 1542-2CL1 | Hardware & Tools
002469674 | BLADE,CUTTER,CABLE | Replacement Blade for Milwaukee M18HCC, suit Cu/Al Cable | Hardware & Tools
000014970 | BLADE,CUTTER,CABLE | Replacement Blade, Moveable, Scallop Edge, Single Bevel, SCM21 Hardened Steel, Ratchet Teethed Outer Edge, for Gear/Ratchet Cutter K683/T | Hardware & Tools
000022358 | BLADE,CUTTER,CABLE | Replacement Blade, suits Pencil Sharpener Type Cable Cutter | Hardware & Tools
002459824 | BLADE,CUTTER,CABLE,HAND OPERATED | Replacement, Moving Blade, suit SLS-20(BB) Izumi Battery Operated Cable Cutter | Hardware & Tools
002459485 | BLADE,CUTTER,CABLE,HAND OPERATED | Replacement, Moving Upper Blade, 200 x 120mm, Hardened Steel, suit REC-105YC(BB) Izumi Battery Operated Cable Cutter | Hardware & Tools
002439248 | BLADE,CUTTER,CABLE,HAND OPERATED | Replacement Blade, suit Type S-200 Hand Hydraulic Cutter | Hardware & Tools
002499689 | BLADE,CUTTER,CABLE,HAND OPERATED | Replacement Blade, suit type S-20 Hand Hydraulic Cable Cutter | Hardware & Tools
002459501 | BLADE,CUTTER,CABLE,HAND OPERATED | Replacement, Fixed Blade, 130 x 52mm, Hardened Steel, suit REC-Y33M(BB) Izumi Battery Operated Cable Cutter | Tools & Equipment
002459493 | BLADE,CUTTER,CABLE,HAND OPERATED | Replacement, Moving Blade, 160 x 95mm, Hardened Steel, suit REC-Y33M(BB) Izumi Battery Operated Cable Cutter | Tools & Equipment
002459477 | BLADE,CUTTER,CABLE,HAND OPERATED | Replacement, Moving Lower Blade, 200 x 120mm, Hardened Steel, suit REC-105YC(BB) Izumi Battery Operated Cable Cutter | Hardware & Tools
002498269 | BLADE,KNIFE | Replacement Blade, 50mm Lg, S/Steel, suit HAUPA 201010 Flat Linemans Knife | Hardware & Tools
000023341 | BLADE,RECIPROCATING SAW | Pruning, 230mm, 5 TPI | Hardware & Tools
000002070 | BLADE,RECIPROCATING SAW | Metal, 150mm, 10 TPI (P5) | Hardware & Tools
000021808 | BLADE,RECIPROCATING SAW | General Purpose, 300mm, 10/14 TPI, for use on Wood, Metal & Plastic (P5) | Hardware & Tools
002478899 | BLADE,RECIPROCATING SAW | Bi-Metal, Long Life, 59mm, 14 TPI, for Laminate, (P5) | Tools & Equipment
002478121 | BLADE,RECIPROCATING SAW | Jigsaw, 77mm, High Carbon Steel, 16TPI, Suitable for Wood & PVC Applications, (P5) | Tools & Equipment
000002069 | BLADE,RECIPROCATING SAW | Metal, 150mm, 14 TPI (P5) | Hardware & Tools
002407336 | BLANKET,DAMPER | to be placed over Strap or Winch Rope | Tools & Equipment
002468874 | BLEEDER | Bleed Pipe, Black Plastic Tube, Scania DC13 Mechanical Parts | Remote Generation
000104768 | BLOCK & TACKLE | Service Conductor Tensioner, Lightweight Tackle to Aid Installation of O/head Service Conductors by Hand, WLL 250kg c/w Kernmantle Rope, Rope Locking Device | Hardware & Tools
002473122 | BLOCK & TACKLE | Equalising Rope & Block Kit c/w WLL 4.5t Superlift Block 150mm Dia x 14 WR & Proof Tested w/-Cert, 12mm Euroneema Dyneema Rope w/-AS Galv Thimbles Spliced | Electrical Test & Accsry Equip
000105088 | BLOCK,TACKLE | Earth Sheave, Al, 54mm OD, suit M20 Bolt (scm) | O/Head Line
002454718 | BLOCK,TACKLE | Snatch Block, 75mm Sheave, 2T WLL | Hardware & Tools
002402656 | BLOCK,TACKLE | Handline, 1000lb WLL, Sheave Dia 75mm c/w Swivelling Safety Hook 450kg Min Safe Work Load, Side Opening Gate with Captive Safety Pull Pin | Hardware & Tools
002407339 | BLOCK,TACKLE | Snatch Block, Rating to 10000kg, Vehicle Recovery | Tools & Equipment
001808001 | BLOCK,TACKLE | Handline, Bethea Model HLB1250-S | Hardware & Tools
000024823 | BLOWER,ELECTRIC,PORTABLE | Milwaukee, M18 Cordless Compact Blower, 18V, 3-Speed Electronic Switch, Variable Speed Trigger, Air Velocity 259km/h, Universal Inflator/Deflator, Skin Only | Hardware & Tools
002490530 | BLOWER,ELECTRIC,PORTABLE | M12 Milwaukee, Blower, c/w 3 nozzles, Tool Only | Hardware & Tools
000017149 | BODY POWDER | J&J Baby Powder, 100g Bottle, for use with Insulating Gloves, Do Not use on Broken Skin | PPE, Hardware & Tools
000025433 | BODY POWDER | Corn Starch Baby Powder; Altertive to Talcum Powder;For use with insulating gloves; Do Not Use On Broken Skin; 200g Bottle. | PPE, Hardware & Tools
002472256 | BODY POWDER | Neat Feet Shoe powder; 125g keeps feet dry; comfortable and free of odours.Contains an antifungal ingredient | PPE, Hardware & Tools
002429033 | BODY POWDER | Pure Glove Powder, Large Refill Pack | Live Line Equipment
002472066 | BODY POWDER | Curash Medicated Family Powder; Treat and help prevent rashes; skin irritation and chafing; contains zinc oxide. | PPE, Hardware & Tools
000022153 | BOLT | M12 Female/Male Generator Adaptor Bolt, 52mm Lg, Tinned Cu, 200A Max Rating, 40nm Tightening Torque, for Temporary Connection of Generator Lead with M12 | Bolts, Washers & Fasteners
002437663 | BOLT ASSEMBLY,FOUNDATION | Hold Down Bolt Assy, for Concrete Pole SR5-BM30-840 | Subtransmission
002433662 | BOLT ASSEMBLY,FOUNDATION | Galv, 350 PCD, 1500mm Lg c/w 2 Nuts & 2 Washers/THD Leg, for Minor Road BPM Pole, Dwg 875187-03 (scm) | Line Support Equip
002433654 | BOLT ASSEMBLY,FOUNDATION | Galv, 350 PCD, 1200mm Lg c/w 2 Nuts & 2 Washers/THD Leg, for Minor Road BPM Pole, Dwg 875187-03 (scm) | Line Support Equip
002406974 | BOLT ASSEMBLY,FOUNDATION | Shallow Special Purpose, Galv, 350 PCD, 1150mm Lg c/w 2 Nuts & 2 Washers/THD Leg, for Major Road BPM Poles, Dwg 875184-01 (scm) | Line Support Equip
002403768 | BOLT ASSEMBLY,FOUNDATION | Galv, 500 PCD, 2325mm Lg c/w 2 Nuts & 2 Washers/THD Leg, for Major Road BPM & SBM Pole, Dwg 1051762-01 (scm) | Line Support Equip
000924066 | BOLT ASSEMBLY,FOUNDATION | Galv, 350 PCD, 2325mm Lg c/w 2 Nuts & 2 Washers/THD Leg, for Major Road BPM & SBM Pole, Dwg 1051762-01 Ref No 1-05 (P6) (scm) | Line Support Equip
000104405 | BOLT ASSEMBLY,FOUNDATION | Hold Down Bolt Assy, for LV Distribution Cabinet, Dwg 875270-01 (scm) | Line Support Equip
002439867 | BOLT ASSEMBLY,FOUNDATION | Cage, for 100kN Vertical Pier Stay Anchor c/w Anchor Rods, Dwg 1033489-01 (scm) | Subtransmission
002439370 | BOLT ASSEMBLY,FOUNDATION | Hold Down Bolt Assy, for Concrete Pole SR2-BM30-540 | Subtransmission
002455202 | BOLT ASSEMBLY,FOUNDATION | Precast Foundation, suit LV Distribution Cabinet, 6 Module, Dwg 1051532-01 | Concrete Assemblies
000104403 | BOLT ASSEMBLY,FOUNDATION | Precast Foundation, suit LV Distribution Cabinet, 6 Module, Dwg 875269-01 (scm) | Concrete Assemblies
002416154 | BOLT ASSEMBLY,FOUNDATION | S/Steel, suit LV Distribution Cabinet (IIN104315), Weber Dwg V-ERGBASE | U/G Equipment
002455194 | BOLT ASSEMBLY,FOUNDATION | Hold Down Bolt Assy, for LV Distribution Cabinet, Dwg 1051527-01 (scm) | Galv Products
002406975 | BOLT ASSEMBLY,FOUNDATION | Shallow Special Purpose, Galv, 500 PCD, 1150mm Lg c/w 2 Nuts & 2 Washers/THD Leg, for Major Road BPM Poles, Dwg 875184-01 (scm) | Street Lights
002427284 | BOLT ASSEMBLY,FOUNDATION | Precast Concrete, 350 PCD, 2.3m D c/w 2 Nuts & 2 Washers/THD Leg, for Major Road BPM Pole, Dwg 950138-01 (scm) | Concrete Assemblies
002433670 | BOLT ASSEMBLY,FOUNDATION | Precast Concrete, 350 PCD, 1.2m D c/w 2 Nuts & 2 Washers/THD Leg, for Minor Road BPM Pole, Dwg 875187-02 (scm) | Concrete Assemblies
002439875 | BOLT ASSEMBLY,FOUNDATION | Cage, for 200kN Vertical Pier Stay Anchor c/w Anchor Rods, Dwg 1033489-02-0C (scm) | Subtransmission
002433688 | BOLT ASSEMBLY,FOUNDATION | Precast Concrete, 350 PCD, 1.5m D c/w 2 Nuts & 2 Washers/THD Leg, for Minor Road BPM Pole, Dwg 875187-02 (scm) | Concrete Assemblies
000015353 | BOLT SET | Galv Steel Gde 8.8, Hex Head, M36 x 130mm, 80mm Lg Min Thread c/w M36 8.8 Structural Steel Nuts, 2 x M36 8.8 Structural Steel Flat Washer (scm) | Bolts, Washers & Fasteners
000010003 | BOLT SET | Assembled, S/Steel, M12 x 35mm c/w Nuts, 2 x M12 Flat Washers, 1 x M12 Spring Washer, suit Emperor EPER55-62 Cable Cleat | Bolts, Washers & Fasteners
002425684 | BOLT,EYE | M20 x 200mm, Galv, Extension c/w Galv Hex Nut, 200mm from end of Bolt to Plate, suit Composite Arms, EE Dwg ES000751-01 (scm) | Bolts, Washers & Fasteners
001713757 | BOLT,EYE | M20 x 300mm, Galv, Extension c/w Galv Hex Nut, 300mm from end of Bolt to Plate, suit Composite Arms, EE Dwg ES000751-01 (scm) | Bolts, Washers & Fasteners
001713749 | BOLT,EYE | M20 x 200mm, Galv, Extension c/w Galv Hex Nut, 200mm from end of Bolt to Plate, suit Wood Arms, Dwg 22-A4-172 Rev B (P5) (scm) | Bolts, Washers & Fasteners
000104793 | BOLT,EYE | M20 x 200mm, S/Steel Gde 316, 100mm Rolled Thread, 700MPa Strength Class c/w Hex Nut S/Steel Gde 304, Dwg 01-02-02 (P20) | Bolts, Washers & Fasteners
002407285 | BOLT,EYE | M20 x 450mm, 100mm Lg Thread, Flange c/w S/Steel Humpback Split Pin, ETS 11-09-01 EE Dwg ES000786-01 | Subtransmission
002407284 | BOLT,EYE | M20 x 425mm, 100mm Lg Thread, Flange c/w S/Steel Humpback Split Pin, ETS 11-09-01 | Subtransmission
002400046 | BOLT,EYE | M16 x 300mm, Galv c/w Galv Hex Nut, Dwg 01-02-01, ETS 01-01-02 (P15) | Bolts, Washers & Fasteners
002400662 | BOLT,EYE | M16 x 250mm, Galv c/w Galv Hex Nut, Dwg 01-02-01 (P15) (scm) | Bolts, Washers & Fasteners
002400043 | BOLT,EYE | M16 x 240mm, Galv c/w Galv Hex Nut, Dwg 01-01-01 (P15) | Bolts, Washers & Fasteners
001712911 | BOLT,EYE | M16 x 200mm, Galv c/w Galv Hex Nut, Dwg 01-02-01 (P25) (scm) | Bolts, Washers & Fasteners
002400041 | BOLT,EYE | M16 x 180mm, Galv c/w Galv Hex Nut, Dwg 01-01-01 (P25) | Bolts, Washers & Fasteners
002400040 | BOLT,EYE | M16 x 150mm, Galv c/w Galv Hex Nut, Dwg 01-02-01 (P25) (scm) | Bolts, Washers & Fasteners
002400198 | BOLT,EYE | M20 x 600mm, Galv, Extension c/w Galv Hex Nut, 600mm from end of Bolt to Plate, EE Dwg ES000751-01 | Bolts, Washers & Fasteners
001713803 | BOLT,EYE | M20 x 500mm, Galv, Extension c/w Galv Hex Nut, 500mm from end of Bolt to Plate, suit Composite Arms, EE Dwg ES000751-01 | Bolts, Washers & Fasteners
002407290 | BOLT,EYE | M20 x 575mm, 150mm Lg Thread, Flange c/w S/Steel Humpback Split Pin, ETS 11-09-01 | Subtransmission
002407286 | BOLT,EYE | M20 x 475mm, 100mm Lg Thread, Flange c/w S/Steel Humpback Split Pin, ETS 11-09-01 | Subtransmission
001713099 | BOLT,EYE | M20 x 500mm, Galv c/w Galv Hex Nut, Dwg 01-02-02 (P10) (scm) | Bolts, Washers & Fasteners
001713072 | BOLT,EYE | M20 x 450mm, Galv c/w Galv Hex Nut, Dwg 01-02-02 (P10) (scm) | Bolts, Washers & Fasteners
001713501 | BOLT,EYE | M24 x 600mm, Galv c/w Galv Hex Nut, Dwg 01-02-03 (P5) (scm) | Bolts, Washers & Fasteners
002400062 | BOLT,EYE | M24 x 450mm, Galv c/w Galv Hex Nut, Dwg 01-02-03 (P10) (scm) | Bolts, Washers & Fasteners
002400196 | BOLT,EYE | M24 x 350mm, Galv c/w Galv Hex Nut, ETS 25/97 Item 26 (P15) (scm) | Bolts, Washers & Fasteners
002416501 | BOLT,EYE | M20 x 450mm, Galv, Extension c/w Galv Hex Nut, 450mm from end of Bolt to Plate, EE Dwg ES000751-01 (scm) | Bolts, Washers & Fasteners
002437697 | BOLT,EYE | B-1 Torque, 6.5" Lg, PE, suit Insulator HPI35VTP | Insulator
002400048 | BOLT,EYE | M16 x 400mm, Galv c/w Galv Hex Nut, Dwg 01-02-01 (P10) | Bolts, Washers & Fasteners
002400047 | BOLT,EYE | M16 x 350mm, Galv c/w Galv Hex Nut, Dwg 01-02-01 (P15) | Bolts, Washers & Fasteners
002472397 | BOLT,EYE | M20 x 750mm, 150mm Lg Thread, Flange, HDG c/w S/Steel Humpback Split Pin & 2 x Nuts | Bolts, Washers & Fasteners
002400066 | BOLT,EYE | M16 x 750mm, Galv c/w Galv Hex Nut, Dwg 01-01-01 (P5) | Bolts, Washers & Fasteners
002400052 | BOLT,EYE | M16 x 600mm, Galv c/w Galv Hex Nut, Dwg 01-02-01 (P5) | Bolts, Washers & Fasteners
002400051 | BOLT,EYE | M16 x 550mm, Galv c/w Galv Hex Nut, Dwg 01-01-01 (P5) | Bolts, Washers & Fasteners
000104472 | BOLT,EYE | Service with Neutral Bonding Tab, Dwg 875225-01 | Forged Fittings
002407293 | BOLT,EYE | M20 x 650mm, 150mm Lg Thread, Flange c/w S/Steel Humpback Split Pin, ETS 11-09-01 | Subtransmission
000104795 | BOLT,EYE | M24 x 400mm, S/Steel Gde 316, 150mm Rolled Thread, 700MPa Strength Class c/w Hex Nut S/Steel Gde 304, Dwg 01-02-02 (P5) | Bolts, Washers & Fasteners
002400055 | BOLT,EYE | M16 x 700mm, Galv c/w Galv Hex Nut, Dwg 01-02-01 (P5) | Bolts, Washers & Fasteners
002490597 | BOLT,EYE | M20 x 700mm, S/Steel Gde 316, 150mm Rolled Thread, 700MPa StrengthClass, c/w Hex Nut S/Steel Gde 304, Dwg 01-02-02 (P10) | Bolts, Washers & Fasteners
002490589 | BOLT,EYE | M20 x 550mm, S/Steel Gde 316, 150mm Rolled Thread, 700MPa StrengthClass, c/w Hex Nut S/Steel Gde 304, Dwg 01-02-02 (P10) | Bolts, Washers & Fasteners
002407287 | BOLT,EYE | M20 x 500mm, 100mm Lg Thread, Flange c/w S/Steel Humpback Split Pin, ETS 11-09-01 EE Dwg ES000786-01 | Subtransmission
002407289 | BOLT,EYE | M20 x 550mm, 150mm Lg Thread, Flange c/w S/Steel Humpback Split Pin, ETS 11-09-01 EE Dwg ES000786-01 | Subtransmission
002472447 | BOLT,EYE | M20 x 1000mm, 150mm Lg Thread, Flange, HDG c/w S/Steel Humpback Split Pin & 2 x Nuts | Bolts, Washers & Fasteners
002472462 | BOLT,EYE | M20 x 1100mm, 150mm Lg Thread, Flange, HDG c/w S/Steel Humpback Split Pin & 2 x Nuts | Bolts, Washers & Fasteners
000104794 | BOLT,EYE | M20 x 400mm, S/Steel Gde 316, 150mm Rolled Thread, 700MPa Strength Class c/w Hex Nut S/Steel Gde 304, Dwg 01-02-02 (P10) | Bolts, Washers & Fasteners
001713412 | BOLT,EYE | M24 x 300mm, Galv c/w Galv Hex Nut, Dwg 01-02-03 (P15) (scm) | Bolts, Washers & Fasteners
002400063 | BOLT,EYE | M16 x 300mm, Galv, Open c/w Galv Hex Nut, Aust Std (P5) | Bolts, Washers & Fasteners
002400064 | BOLT,EYE | M16 x 350mm, Galv, Open c/w Galv Hex Nut, Aust Std (P5) | Bolts, Washers & Fasteners
002416493 | BOLT,EYE | M20 x 550mm, Galv, Extension c/w Galv Hex Nut, 550mm from end of Bolt to Plate, EE Dwg ES000751-01 (scm) | Subtransmission
002407283 | BOLT,EYE | M20 x 400mm, 100mm Lg Thread, Flange c/w S/Steel Humpback Split Pin, ETS 11-09-01 EE Dwg ES000786-01 (scm) | Subtransmission
002407291 | BOLT,EYE | M20 x 600mm, 150mm Lg Thread, Flange c/w S/Steel Humpback Split Pin, ETS 11-09-01 EE Dwg ES000786-01 | Subtransmission
002472389 | BOLT,EYE | M20 x 700mm, 150mm Lg Thread, Flange, HDG c/w S/Steel Humpback Split Pin & 2 x Nuts | Bolts, Washers & Fasteners
002472413 | BOLT,EYE | M20 x 850mm, 150mm Lg Thread, Flange, HDG c/w S/Steel Humpback Split Pin & 2 x Nuts | Bolts, Washers & Fasteners
002472405 | BOLT,EYE | M20 x 800mm, 150mm Lg Thread, Flange, HDG c/w S/Steel Humpback Split Pin & 2 x Nuts | Bolts, Washers & Fasteners
002400044 | BOLT,EYE | M16 x 260mm, Galv c/w Galv Hex Nut, Dwg 01-01-01 (P15) | Bolts, Washers & Fasteners
002400050 | BOLT,EYE | M16 x 500mm, Galv c/w Galv Hex Nut, Dwg 01-02-01 (P10) | Bolts, Washers & Fasteners
001713773 | BOLT,EYE | M20 x 400mm, Galv, Extension c/w Galv Hex Nut, 400mm from end of Bolt to Plate, suit Composite Arms, EE Dwg ES000751-01 (scm) | Bolts, Washers & Fasteners
002400056 | BOLT,EYE | M16 x 800mm, Galv c/w Galv Hex Nut, Dwg 01-02-01 (P5) | Bolts, Washers & Fasteners
002400060 | BOLT,EYE | M20 x 800mm, Galv c/w Galv Hex Nut, Dwg 01-02-02 (P5) (scm) | Bolts, Washers & Fasteners
001713463 | BOLT,EYE | M24 x 400mm, Galv c/w Galv Hex Nut, Dwg 01-02-03 (P10) (scm) | Bolts, Washers & Fasteners
002400067 | BOLT,EYE | M20 x 750mm, Galv c/w Galv Hex Nut, Dwg 01-01-01 (P5) | Bolts, Washers & Fasteners
001713168 | BOLT,EYE | M20 x 700mm, Galv c/w Galv Hex Nut, Dwg 01-02-02 (P5) (scm) | Bolts, Washers & Fasteners
002400059 | BOLT,EYE | M20 x 650mm, Galv c/w Galv Hex Nut, Dwg 01-01-01 (P5) (scm) | Bolts, Washers & Fasteners
001713135 | BOLT,EYE | M20 x 600mm, Galv c/w Galv Hex Nut, Dwg 01-02-02 (P5) (scm) | Bolts, Washers & Fasteners
002406752 | BOLT,EYE | M20 x 550mm, Galv c/w Galv Hex Nut, Dwg 01-01-01 (P10) (scm) | Bolts, Washers & Fasteners
002400049 | BOLT,EYE | M16 x 450mm, Galv c/w Galv Hex Nut, Dwg 01-02-01 (P10) | Bolts, Washers & Fasteners
001713056 | BOLT,EYE | M20 x 400mm, Galv c/w Galv Hex Nut, Dwg 01-02-02 (P10) (scm) | Bolts, Washers & Fasteners
001713013 | BOLT,EYE | M20 x 350mm, Galv c/w Galv Hex Nut, Dwg 01-02-02 (P15) (scm) | Bolts, Washers & Fasteners
001713005 | BOLT,EYE | M20 x 300mm, Galv c/w Galv Hex Nut, Dwg 01-02-02 (P15) (scm) | Bolts, Washers & Fasteners
001712971 | BOLT,EYE | M20 x 250mm, Galv c/w Galv Hex Nut, Dwg 01-02-02 (P15) (scm) | Bolts, Washers & Fasteners
001712955 | BOLT,EYE | M20 x 200mm, Galv c/w Galv Hex Nut, Dwg 01-02-02 (P20) (scm) | Bolts, Washers & Fasteners
001712939 | BOLT,EYE | M20 x 150mm, Galv c/w Galv Hex Nut, Dwg 01-02-02 (P20) (scm) | Bolts, Washers & Fasteners
002472454 | BOLT,EYE | M20 x 1050mm, 150mm Lg Thread, Flange, HDG c/w S/Steel Humpback Split Pin & 2 x Nuts | Bolts, Washers & Fasteners
002472439 | BOLT,EYE | M20 x 950mm, 150mm Lg Thread, Flange, HDG c/w S/Steel Humpback Split Pin & 2 x Nuts | Bolts, Washers & Fasteners
002472421 | BOLT,EYE | M20 x 900mm, 150mm Lg Thread, Flange, HDG c/w S/Steel Humpback Split Pin & 2 x Nuts | Bolts, Washers & Fasteners
002417442 | BOLT,HANGER | Plate, S/Steel c/w 10mm Bolt Hole & Clip In Point large enough for 2 x Karabiners, AS 1891 or BS EN959 | PPE, Hardware & Tools
000104799 | BOLT,HOOK | M20 x 300mm, S/Steel Gde 316 c/w 100mm Rolled Thread, Dwg 01-18-03 (P10) | Bolts, Washers & Fasteners
002495265 | BOLT,HOOK | M20 x 500mm, Galv, Dwg 01-18-03 (P10) | Bolts, Washers & Fasteners
002403156 | BOLT,HOOK | M20 x 400mm, Galv, Dwg 01-18-03, Aust Std (P5) (scm) | Bolts, Washers & Fasteners
000435076 | BOLT,HOOK | M20 x 300mm, Galv, Dwg 01-18-03, Aust Std (P5) (scm) | Bolts, Washers & Fasteners
000022760 | BOLT,HOOK | M16, Galv Steel, 12kN min Failing Load, 200mm Lg to inside of Hook, c/w 2 x Nuts & Flat Washer (scm) | Bolts, Washers & Fasteners
002436335 | BOLT,MACHINE | M24 x 600mm, Hex, Gde 8.8 c/w Galv Nut | Subtransmission
002436608 | BOLT,MACHINE | M20 x 550mm, Hex, Galv, Gde 8.8 c/w Galv Hex Nut | Subtransmission
000104790 | BOLT,MACHINE | M20 x 400mm, Hex, S/Steel Gde 316, 150mm Rolled Thread, 700MPa Strength Class c/w Hex Nut S/Steel Gde 304 (P20) | Bolts, Washers & Fasteners
001727687 | BOLT,MACHINE | M12 x 90mm, Hex, S/Steel Gde 316 c/w Hex Nut S/Steel Gde 304, Aust Std (P25) | Bolts, Washers & Fasteners
002400017 | BOLT,MACHINE | M12 x 400mm, Hex, Galv c/w Galv Hex Nut, Aust Std (P30) | Bolts, Washers & Fasteners
002400001 | BOLT,MACHINE | M10 x 70mm, Hex, S/Steel Gde 316 c/w Hex Nut S/Steel Gde 304, Aust Std (P100) | Bolts, Washers & Fasteners
002400139 | BOLT,MACHINE | M5 x 30mm, Hex, S/Steel Gde 316 c/w Hex Nut S/Steel Gde 304, Aust Std (P100) | Bolts, Washers & Fasteners
001727672 | BOLT,MACHINE | M12 x 55mm, Hex, S/Steel Gde 316 c/w Hex Nut S/Steel Gde 304, Aust Std (P25) | Bolts, Washers & Fasteners
001703859 | BOLT,MACHINE | M16 x 80mm, Hex, Galv c/w Galv Hex Nut, Aust Std (P50) | Bolts, Washers & Fasteners
002436509 | BOLT,MACHINE | M16 x 550mm, Hex, Galv, Gde 8.8 c/w Galv Hex Nut | Subtransmission
002420073 | BOLT,MACHINE | M20 x 200mm, Hex, Galv c/w Galv Hex Nut & S/Steel Split Pin | Bolts, Washers & Fasteners
002419315 | BOLT,MACHINE | M24 x 500mm, Hex, Galv, High Strength Property Class 8.8 c/w Galv Hex Nut (scm) | Bolts, Washers & Fasteners
000014245 | BOLT,MACHINE | D-Head, S/Steel, 3/8" BSW, 30mm Lg c/w Washer & Retaining Grommet, for Elect Supply Pillar Covers | Bolts, Washers & Fasteners
002436632 | BOLT,MACHINE | M16 x 325mm, Hex, Galv c/w 2 x Galv Hex Nuts, EE Dwg 1014753-02 | Subtransmission
001704073 | BOLT,MACHINE | M16 x 375mm, Hex, Galv c/w Galv Hex Nut, Aust Std (P25) | Bolts, Washers & Fasteners
002436475 | BOLT,MACHINE | M16 x 420mm, Hex, Galv, Gde 8.8 c/w Galv Hex Nut | Subtransmission
002436541 | BOLT,MACHINE | M20 x 355mm, Hex, Galv, Gde 8.8 c/w Galv Hex Nut | Subtransmission
002436640 | BOLT,MACHINE | M20 x 250mm, Hex, Galv c/w 2 x Galv Hex Nuts & Spring Washer, EE Dwg 907224-14 | Subtransmission
002441137 | BOLT,MACHINE | M24 x 525mm, Hex, Galv, High Strength Property Class 8.8 c/w Galv Hex Nut (scm) | Subtransmission
002436384 | BOLT,MACHINE | M16 x 40mm, Hex, Galv, Gde 8.8 c/w Galv Hex Nut | Subtransmission
000105039 | BOLT,MACHINE | M24 x 850mm, 200mm Lg Thread, Hex, Galv c/w Galv Hex Nut, Aust Std (P5) | Energy Supplies
002436467 | BOLT,MACHINE | M16 x 400mm, Hex, Galv, Gde 8.8 c/w Galv Hex Nut | Subtransmission
002464238 | BOLT,MACHINE | M10 x 25mm, Hex Head, Zinc Plate 8.8 | Remote Generation
002436772 | BOLT,MACHINE | M16 x 830mm, Hex, Galv c/w Galv Hex Nut | Subtransmission
002436277 | BOLT,MACHINE | 7/8 x 2-1/4", Hex, Galv c/w Galv Hex Nut, Tower | Subtransmission
002436285 | BOLT,MACHINE | 1-1/8 x 2-1/2", Hex, Galv c/w Galv Hex Nut, Tower | Subtransmission
002436723 | BOLT,MACHINE | M16 x 680mm, Hex, Galv c/w Galv Hex Nut | Subtransmission
002436616 | BOLT,MACHINE | M20 x 600mm, Hex, Galv, Gde 8.8 c/w Galv Hex Nut | Subtransmission
002436756 | BOLT,MACHINE | M16 x 770mm, Hex, Galv c/w Galv Hex Nut | Subtransmission
002436657 | BOLT,MACHINE | M20 x 200mm, Hex, Galv c/w Galv Hex Nut, Spring Washer & Hump Back Split Pin, EE Dwg 907224-13 | Subtransmission
002436715 | BOLT,MACHINE | M16 x 660mm, Hex, Galv c/w Galv Hex Nut | Subtransmission
002436574 | BOLT,MACHINE | M20 x 410mm, Hex, Galv, Gde 8.8 c/w Galv Hex Nut | Subtransmission
002449478 | BOLT,MACHINE | M6 x 130mm, Hex, S/Steel Gde 316 c/w S/Steel Gde 304 Hex Nut, EE Dwg 5-2-1179 (scm) | Bolts, Washers & Fasteners
002436707 | BOLT,MACHINE | M16 x 590mm, Hex, Galv c/w Galv Hex Nut | Subtransmission
002464162 | BOLT,MACHINE | M8 x 55mm, Hex Head, S/Steel Gde 316 | Remote Generation
002436731 | BOLT,MACHINE | M16 x 710mm, Hex, Galv c/w Galv Hex Nut | Subtransmission
002449486 | BOLT,MACHINE | M8 x 150mm, Hex, S/Steel Gde 316 c/w S/Steel Gde 304 Hex Nut, EE Dwg 5-2-1179 (scm) | Bolts, Washers & Fasteners
002436699 | BOLT,MACHINE | M16 x 560mm, Hex, Galv c/w Galv Hex Nut | Subtransmission
002436558 | BOLT,MACHINE | M20 x 385mm, Hex, Galv, Gde 8.8 c/w Galv Hex Nut | Subtransmission
002436749 | BOLT,MACHINE | M16 x 740mm, Hex, Galv c/w Galv Hex Nut | Subtransmission
002400144 | BOLT,MACHINE | M12 x 65mm, Hex, S/Steel Gde 316 c/w S/Steel Gde 304 Hex Nut, Aust Std (P25) | Bolts, Washers & Fasteners
002400037 | BOLT,MACHINE | M12 x 500mm, 100mm Lg Min Thread, Hex, Galv Steel c/w Metric Hex Nut, AS1111/AS1112 (P25) | Bolts, Washers & Fasteners
002400145 | BOLT,MACHINE | M12 x 80mm, Hex, S/Steel Gde 316 c/w S/Steel Gde 304 Hex Nut, Aust Std (P25) | Bolts, Washers & Fasteners
002400124 | BOLT,MACHINE | M10 x 65mm, Hex, Galv c/w Galv Hex Nut, Aust Std (P100) | Bolts, Washers & Fasteners
001705495 | BOLT,MACHINE | M24 x 400mm, Hex, Galv c/w Galv Hex Nut, Aust Std (P10) | Bolts, Washers & Fasteners
002400016 | BOLT,MACHINE | M12 x 350mm, Hex, Galv c/w Galv Hex Nut, Aust Std (P30) | Bolts, Washers & Fasteners
002436764 | BOLT,MACHINE | M16 x 800mm, Hex, Galv c/w Galv Hex Nut | Bolts, Washers & Fasteners
001702976 | BOLT,MACHINE | M10 x 140mm, Hex, Galv c/w Galv Hex Nut, Aust Std (P50) | Bolts, Washers & Fasteners
002472512 | BOLT,MACHINE | M16 x 1050mm, 200mm Lg Thread, Hex, HDG c/w Galv Hex Nut | Bolts, Washers & Fasteners
001705584 | BOLT,MACHINE | M24 x 600mm, Hex, Galv c/w Galv Hex Nut, Aust Std (P5) | Bolts, Washers & Fasteners
002472561 | BOLT,MACHINE | M24 x 850mm, 200mm Lg Thread, Hex, HDG, Gde 8.8 c/w Galv Nut | Bolts, Washers & Fasteners
002472520 | BOLT,MACHINE | M16 x 1100mm, 200mm Lg Thread, Hex, HDG c/w Galv Hex Nut | Bolts, Washers & Fasteners
002472538 | BOLT,MACHINE | M16 x 1200mm, 200mm Lg Thread, Hex, HDG c/w Galv Hex Nut | Bolts, Washers & Fasteners
002472546 | BOLT,MACHINE | M16 x 1300mm, 200mm Lg Thread, Hex, HDG c/w Galv Hex Nut | Bolts, Washers & Fasteners
002447878 | BOLT,MACHINE | M30 x 50mm, Hex, Galv c/w Galv Hex Nut, Aust Std, EE Dwg 5-2-1273 | Subtransmission
001704456 | BOLT,MACHINE | M20 x 150mm, Hex, Galv c/w Galv Hex Nut, Aust Std (P25) (scm) | Bolts, Washers & Fasteners
002400025 | BOLT,MACHINE | M20 x 120mm, Hex, Galv c/w Galv Hex Nut, Aust Std (P30) (scm) | Bolts, Washers & Fasteners
002400128 | BOLT,MACHINE | M16 x 600mm, Hex, Galv c/w Galv Hex Nut, Aust Std (P15) | Bolts, Washers & Fasteners
001703395 | BOLT,MACHINE | M12 x 180mm, Hex, Galv c/w Galv Hex Nut, Aust Std (P50) | Bolts, Washers & Fasteners
001704375 | BOLT,MACHINE | M20 x 65mm, Hex, Galv c/w Galv Hex Nut, Aust Std (P50) (scm) | Bolts, Washers & Fasteners
001727674 | BOLT,MACHINE | M12 x 30mm, Hex, S/Steel Gde 316 c/w S/Steel Gde 304 Hex Nut, Aust Std (P50) | Bolts, Washers & Fasteners
002400653 | BOLT,MACHINE | M16 x 700mm, Hex, Galv c/w Galv Hex Nut, Aust Std (P20) | Bolts, Washers & Fasteners
001704464 | BOLT,MACHINE | M20 x 160mm, Hex, Galv c/w Galv Hex Nut, Aust Std (P25) (scm) | Bolts, Washers & Fasteners
001704529 | BOLT,MACHINE | M20 x 200mm, Hex, Galv c/w Galv Hex Nut, Aust Std (P20) (scm) | Bolts, Washers & Fasteners
000168555 | BOLT,MACHINE | D-Head, S/Steel Gde 316, Flat Washer, for URD Turrets (P100) | Bolts, Washers & Fasteners
002472504 | BOLT,MACHINE | M16 x 1000mm, 200mm Lg Thread, Hex, HDG c/w Galv Hex Nut | Bolts, Washers & Fasteners
002472496 | BOLT,MACHINE | M16 x 950mm, 200mm Lg Thread, Hex, HDG c/w Galv Hex Nut | Bolts, Washers & Fasteners
001705428 | BOLT,MACHINE | M24 x 250mm, Hex, Galv c/w Galv Hex Nut, Aust Std (P10) | Bolts, Washers & Fasteners
001704537 | BOLT,MACHINE | M20 x 240mm, Hex, Galv c/w Galv Hex Nut, Aust Std (P15) (scm) | Bolts, Washers & Fasteners
002400206 | BOLT,MACHINE | M20 x 350mm, 150mm Lg Thread, Hex, Galv, High Strength Property Class 8.8 c/w Galv Hex Nut & Washer, 75 x 75 x 6mm Washer Weld to Head, Aust Std (P10)(scm) | Bolts, Washers & Fasteners
001705355 | BOLT,MACHINE | M24 x 200mm, Hex, Galv c/w Galv Hex Nut, Aust Std (P15) | Bolts, Washers & Fasteners
001705312 | BOLT,MACHINE | M24 x 150mm, Hex, Galv c/w Galv Hex Nut, Aust Std (P15) | Bolts, Washers & Fasteners
002400649 | BOLT,MACHINE | M10 x 25mm, Hex, Brass w/o Nut, Aust Std (P200) | Bolts, Washers & Fasteners
001704502 | BOLT,MACHINE | M20 x 220mm, Hex, Galv c/w Galv Hex Nut, Aust Std (P20) (scm) | Bolts, Washers & Fasteners
002436590 | BOLT,MACHINE | M20 x 500mm, Hex, Galv, Gde 8.8 c/w Galv Hex Nut | Subtransmission
002400207 | BOLT,MACHINE | M20 x 400mm, 150mm Lg Thread, Hex, Galv, High Strength Property Class 8.8 c/w Galv Hex Nut & Washer, 75 x 75 x 6mm Washer Weld to Head, Aust Std (P10)(scm) | Bolts, Washers & Fasteners
001703018 | BOLT,MACHINE | M10 x 180mm, Hex, Galv c/w Galv Hex Nut, Aust Std (P50) | Bolts, Washers & Fasteners
002402940 | BOLT,MACHINE | M16 x 250mm, Hex, Galv c/w Galv Hex Nut, Aust Std (P30) | Bolts, Washers & Fasteners
001703271 | BOLT,MACHINE | M12 x 65mm, Hex, Galv c/w Galv Hex Nut, Aust Std (P150) | Bolts, Washers & Fasteners
002400192 | BOLT,MACHINE | M16 x 45mm, Hex, Galv c/w Galv Hex Nut, Aust Std (P100) | Bolts, Washers & Fasteners
002436269 | BOLT,MACHINE | M20 x 60mm, Hex, Galv c/w Galv Hex Nut, Tower | Subtransmission
002449320 | BOLT,MACHINE | M20 x 850mm, Hex, Galv c/w Galv Hex Nut, Aust Std, EE Dwg 5-2-1162 (P10) (scm) | Bolts, Washers & Fasteners
002436665 | BOLT,MACHINE | M20 x 210mm, Hex, Galv c/w 2 x Galv Hex Nuts & Spring Washer, Dwg 907224-12 | Subtransmission
001705294 | BOLT,MACHINE | M24 x 75mm, Hex, Galv c/w Galv Hex Nut, Aust Std (P25) (scm) | Bolts, Washers & Fasteners
001705293 | BOLT,MACHINE | M24 x 50mm, Hex, Galv c/w Galv Hex Nut, Aust Std (P25) | Bolts, Washers & Fasteners
001703808 | BOLT,MACHINE | M16 x 35mm, Hex, Galv c/w Galv Hex Nut, Aust Std (P100) | Bolts, Washers & Fasteners
001702631 | BOLT,MACHINE | M8 x 50mm, Hex, Galv c/w Galv Hex Nut, Aust Std (P150) | Bolts, Washers & Fasteners
002400026 | BOLT,MACHINE | M20 x 280mm, Hex, Galv c/w Galv Hex Nut, Aust Std (P15) (scm) | Bolts, Washers & Fasteners
001703851 | BOLT,MACHINE | M16 x 60mm, Hex, Galv c/w Galv Hex Nut, Aust Std (P75) | Bolts, Washers & Fasteners
002402936 | BOLT,MACHINE | M12 x 30mm, Hex, Galv c/w Galv Hex Nut, Aust Std (P200) | Bolts, Washers & Fasteners
001703239 | BOLT,MACHINE | M12 x 25mm, Hex, Galv c/w Galv Hex Nut, Aust Std (P200) (scm) | Bolts, Washers & Fasteners
001703417 | BOLT,MACHINE | M12 x 200mm, Hex, Galv c/w Galv Hex Nut, Aust Std (P50) | Bolts, Washers & Fasteners
002400013 | BOLT,MACHINE | M12 x 140mm, Hex, Galv c/w Galv Hex Nut, Aust Std (P100) | Bolts, Washers & Fasteners
001703328 | BOLT,MACHINE | M12 x 100mm, Hex, Galv c/w Galv Hex Nut, Aust Std (P100) | Bolts, Washers & Fasteners
002400190 | BOLT,MACHINE | M10 x 75mm, Hex, Galv c/w Galv Hex Nut, Aust Std (P50) | Bolts, Washers & Fasteners
001702909 | BOLT,MACHINE | M10 x 60mm, Hex, Galv c/w Galv Hex Nut, Aust Std (P50) | Bolts, Washers & Fasteners
002400019 | BOLT,MACHINE | M16 x 30mm, Hex, Galv c/w Galv Hex Nut, Aust Std (P100) | Bolts, Washers & Fasteners
001702852 | BOLT,MACHINE | M10 x 25mm, Hex, Galv c/w Galv Hex Nut, Aust Std (P100) (scm) | Bolts, Washers & Fasteners
001702941 | BOLT,MACHINE | M10 x 120mm, Hex, Galv c/w Galv Hex Nut, Aust Std (P50) | Bolts, Washers & Fasteners
001702933 | BOLT,MACHINE | M10 x 100mm, Hex, Galv c/w Galv Hex Nut, Aust Std (P50) | Bolts, Washers & Fasteners
002406977 | BOLT,MACHINE | M6 x 65mm, Hex, S/Steel Gde 316 c/w Hex Nut S/Steel Gde 304, Aust Std (P50) | Bolts, Washers & Fasteners
002400023 | BOLT,MACHINE | M16 x 500mm, Hex, Galv c/w Galv Hex Nut, Aust Std (P20) | Bolts, Washers & Fasteners
002439198 | BOLT,MACHINE | M16 x 250mm, Hex, S/Steel Gde 316, 120mm Rolled Thread, 700MPa Strength Class c/w Hex Nut S/Steel Gde 304 | Forged Fittings
001705479 | BOLT,MACHINE | M24 x 350mm, Hex, Galv c/w Galv Hex Nut, Aust Std (P10) | Bolts, Washers & Fasteners
001727649 | BOLT,MACHINE | M16 x 50mm, Hex, S/Steel Gde 316 c/w S/Steel Gde 304 Hex Nut, Aust Std (P100) (scm) | Bolts, Washers & Fasteners
001727680 | BOLT,MACHINE | M12 x 60mm, Hex, S/Steel Gde 316 c/w Hex Nut S/Steel Gde 304, Aust Std (P25) | Bolts, Washers & Fasteners
001727679 | BOLT,MACHINE | M12 x 50mm, Hex, S/Steel Gde 316 c/w S/Steel Gde 304 Hex Nut, Aust Std (P50) (scm) | Bolts, Washers & Fasteners
002400142 | BOLT,MACHINE | M12 x 25mm, Hex, S/Steel Gde 316 c/w S/Steel Gde 304 Hex Nut, Aust Std (P100) | Bolts, Washers & Fasteners
002400031 | BOLT,MACHINE | M10 x 40mm, Hex, S/Steel Gde 316 c/w S/Steel Gde 304 Hex Nut, Aust Std (P100) | Bolts, Washers & Fasteners
001714512 | BOLT,MACHINE | M20 x 500mm, 150mm Lg Thread, Hex, Galv, High Strength Property Class 8.8 c/w Galv Hex Nut & Washer, 75 x 75 x 6mm Washer Weld to Head, Aust Std (P10)(scm) | Bolts, Washers & Fasteners
002400205 | BOLT,MACHINE | M20 x 450mm, 150mm Lg Thread, Hex, Galv, High Strength Property Class 8.8 c/w Galv Hex Nut & Washer, 75 x 75 x 6mm Washer Weld to Head, Aust Std (P10)(scm) | Bolts, Washers & Fasteners
001705622 | BOLT,MACHINE | M24 x 700mm, Hex, Galv c/w Galv Hex Nut, Aust Std (P5) | Bolts, Washers & Fasteners
001705533 | BOLT,MACHINE | M24 x 500mm, Hex, Galv c/w Galv Hex Nut, Aust Std (P5) (scm) | Bolts, Washers & Fasteners
001705517 | BOLT,MACHINE | M24 x 450mm, Hex, Galv c/w Galv Hex Nut, Aust Std (P5) (scm) | Bolts, Washers & Fasteners
002400136 | BOLT,MACHINE | M20 x 900mm, Hex, Galv c/w Galv Hex Nut, Aust Std (P5) (scm) | Bolts, Washers & Fasteners
002400028 | BOLT,MACHINE | M20 x 800mm, Hex, Galv c/w Galv Hex Nut, Aust Std (P5) (scm) | Bolts, Washers & Fasteners
002400135 | BOLT,MACHINE | M20 x 750mm, Hex, Galv c/w Galv Hex Nut, Aust Std (P5) (scm) | Bolts, Washers & Fasteners
001704782 | BOLT,MACHINE | M20 x 700mm, Hex, Galv c/w Galv Hex Nut, Aust Std (P5) (scm) | Bolts, Washers & Fasteners
001704751 | BOLT,MACHINE | M20 x 650mm, Hex, Galv c/w Galv Hex Nut, Aust Std (P5) (scm) | Bolts, Washers & Fasteners
001704731 | BOLT,MACHINE | M20 x 600mm, Hex, Galv c/w Galv Hex Nut, Aust Std (P10) (scm) | Bolts, Washers & Fasteners
001704715 | BOLT,MACHINE | M20 x 550mm, Hex, Galv c/w Galv Hex Nut, Aust Std (P10) (scm) | Bolts, Washers & Fasteners
001704693 | BOLT,MACHINE | M20 x 500mm, Hex, Galv c/w Galv Hex Nut, Aust Std (P10) (scm) | Bolts, Washers & Fasteners
001704677 | BOLT,MACHINE | M20 x 450mm, Hex, Galv c/w Galv Hex Nut, Aust Std (P10) (scm) | Bolts, Washers & Fasteners
001704642 | BOLT,MACHINE | M20 x 400mm, Hex, Galv c/w Galv Hex Nut, Aust Std (P10) (scm) | Bolts, Washers & Fasteners
001704626 | BOLT,MACHINE | M20 x 350mm, Hex, Galv c/w Galv Hex Nut, Aust Std (P15) (scm) | Bolts, Washers & Fasteners
001704596 | BOLT,MACHINE | M20 x 300mm, Hex, Galv c/w Galv Hex Nut, Aust Std (P15) (scm) | Bolts, Washers & Fasteners
001704545 | BOLT,MACHINE | M20 x 260mm, Hex, Galv c/w Galv Hex Nut, Aust Std (P15) (scm) | Bolts, Washers & Fasteners
001704472 | BOLT,MACHINE | M20 x 180mm, Hex, Galv c/w Galv Hex Nut, Aust Std (P25) (scm) | Bolts, Washers & Fasteners
001704367 | BOLT,MACHINE | M20 x 50mm, Hex, Galv c/w Galv Hex Nut, CA Dwg 22-A4-168 Rev B, Aust Std (P50) (scm) | Bolts, Washers & Fasteners
001704097 | BOLT,MACHINE | M16 x 450mm, Hex, Galv c/w Galv Hex Nut, Aust Std (P20) | Bolts, Washers & Fasteners
001704081 | BOLT,MACHINE | M16 x 400mm, Hex, Galv c/w Galv Hex Nut, Aust Std (P25) (scm) | Bolts, Washers & Fasteners
001704065 | BOLT,MACHINE | M16 x 350mm, Hex, Galv c/w Galv Hex Nut, Aust Std (P25) (scm) | Bolts, Washers & Fasteners
001704055 | BOLT,MACHINE | M16 x 325mm, Hex, Galv c/w Galv Hex Nut, Aust Std (P25) | Bolts, Washers & Fasteners
001704049 | BOLT,MACHINE | M16 x 300mm, Hex, Galv c/w Galv Hex Nut, Aust Std (P25) | Bolts, Washers & Fasteners
002400022 | BOLT,MACHINE | M16 x 280mm, Hex, Galv c/w Galv Hex Nut, Aust Std (P25) | Bolts, Washers & Fasteners
001704006 | BOLT,MACHINE | M16 x 260mm, Hex, Galv c/w Galv Hex Nut, Aust Std (P25) | Bolts, Washers & Fasteners
002400193 | BOLT,MACHINE | M16 x 240mm, Hex, Galv c/w Galv Hex Nut, Aust Std (P25) (scm) | Bolts, Washers & Fasteners
001703972 | BOLT,MACHINE | M16 x 220mm, Hex, Galv c/w Galv Hex Nut, Aust Std (P30) (scm) | Bolts, Washers & Fasteners
001703948 | BOLT,MACHINE | M16 x 200mm, Hex, Galv c/w Galv Hex Nut, Aust Std (P30) (scm) | Bolts, Washers & Fasteners
002436780 | BOLT,MACHINE | M16 x 860mm, Hex, Galv c/w Galv Hex Nut | Subtransmission
001703921 | BOLT,MACHINE | M16 x 180mm, Hex, Galv c/w Galv Hex Nut, Thread 80-100mm Lg, ETS 01-02-01, Aust Std (P30) (scm) | Bolts, Washers & Fasteners
001703913 | BOLT,MACHINE | M16 x 160mm, Hex, Galv c/w Galv Hex Nut, Aust Std (P50) (scm) | Bolts, Washers & Fasteners
001703905 | BOLT,MACHINE | M16 x 150mm, Hex, Galv c/w Galv Hex Nut, Aust Std (P50) (scm) | Bolts, Washers & Fasteners
001703883 | BOLT,MACHINE | M16 x 130mm, Hex, Galv c/w Galv Hex Nut, Aust Std (P50) (scm) | Bolts, Washers & Fasteners
001703875 | BOLT,MACHINE | M16 x 120mm, Hex, Galv c/w Galv Hex Nut, Aust Std (P50) (scm) | Bolts, Washers & Fasteners
002400021 | BOLT,MACHINE | M16 x 110mm, Hex, Galv c/w Galv Hex Nut, Aust Std (P50) | Bolts, Washers & Fasteners
001703867 | BOLT,MACHINE | M16 x 100mm, Hex, Galv c/w Galv Hex Nut, Aust Std (P50) (scm) | Bolts, Washers & Fasteners
002400020 | BOLT,MACHINE | M16 x 75mm, Hex, Galv c/w Galv Hex Nut, Aust Std (P50) | Bolts, Washers & Fasteners
001703816 | BOLT,MACHINE | M16 x 40mm, Hex, Galv c/w Galv Hex Nut, Aust Std (P100) (scm) | Bolts, Washers & Fasteners
002400018 | BOLT,MACHINE | M12 x 450mm, Hex, Galv c/w Galv Hex Nut, Aust Std (P25) | Bolts, Washers & Fasteners
001703379 | BOLT,MACHINE | M12 x 150mm, Hex, Galv c/w Galv Hex Nut, Aust Std (P75) (scm) | Bolts, Washers & Fasteners
001703344 | BOLT,MACHINE | M12 x 130mm, Hex, Galv c/w Galv Hex Nut, Aust Std (P100) | Bolts, Washers & Fasteners
001703263 | BOLT,MACHINE | M12 x 50mm, Hex, Galv c/w Galv Hex Nut, Aust Std (P150) (scm) | Bolts, Washers & Fasteners
001703255 | BOLT,MACHINE | M12 x 40mm, Hex, Galv c/w Galv Hex Nut, Aust Std (P200) (scm) | Bolts, Washers & Fasteners
001703468 | BOLT,MACHINE | M12 x 280mm, Hex, Galv c/w Galv Hex Nut, Aust Std (P50) | Bolts, Washers & Fasteners
001702925 | BOLT,MACHINE | M10 x 80mm, Hex, Galv c/w Galv Hex Nut, Aust Std (P50) | Bolts, Washers & Fasteners
002436533 | BOLT,MACHINE | M20 x 70mm, Hex, Galv, Gde 8.8 c/w Galv Hex Nut | Subtransmission
002436319 | BOLT,MACHINE | M24 x 500mm, Hex, Gde 8.8 c/w Galv Nut | Subtransmission
001703441 | BOLT,MACHINE | M12 x 240mm, Hex, Galv c/w Galv Hex Nut, Aust Std (P50) | Bolts, Washers & Fasteners
002436228 | BOLT,MACHINE | M20 x 40mm, Hex, Galv c/w Galv Hex Nut, Tower | Subtransmission
002436194 | BOLT,MACHINE | M16 x 45mm, Hex, Galv c/w Galv Hex Nut, Tower | Subtransmission
002436178 | BOLT,MACHINE | M16 x 35mm, Hex, Galv c/w Galv Hex Nut, Tower | Subtransmission
002436327 | BOLT,MACHINE | M24 x 550mm, Hex, Gde 8.8 c/w Galv Nut | Bolts, Washers & Fasteners
002439396 | BOLT,MACHINE | M20 x 800mm, 100mm Lg Thread, Hex, Galv c/w Galv Hex Nut, ETS 01-02-01 (scm) | Bolts, Washers & Fasteners
002436210 | BOLT,MACHINE | M16 x 55mm, Hex, Galv c/w Galv Hex Nut, Tower | Subtransmission
002472587 | BOLT,MACHINE | M24 x 1050mm, 200mm Lg Thread, Hex, HDG, Gde 8.8 c/w Galv Nut | Bolts, Washers & Fasteners
002472553 | BOLT,MACHINE | M20 x 1300mm, 200mm Lg Thread, Hex, HDG c/w Galv Hex Nut | Bolts, Washers & Fasteners
002472579 | BOLT,MACHINE | M24 x 950mm, 200mm Lg Thread, Hex, HDG, Gde 8.8 c/w Galv Nut | Bolts, Washers & Fasteners
002419349 | BOLT,MACHINE | M24 x 600mm, Hex, Galv, High Strength Property Class 8.8 c/w Galv Hex Nut & S/Steel Split Pin | Bolts, Washers & Fasteners
002436350 | BOLT,MACHINE | M24 x 700mm, Hex, Gde 8.8 c/w Galv Nut | Subtransmission
002400024 | BOLT,MACHINE | M20 x 75mm, Hex, Galv c/w Galv Hex Nut, Aust Std (P50) | Bolts, Washers & Fasteners
002472488 | BOLT,MACHINE | M16 x 900mm, 200mm Lg Thread, Hex, HDG c/w Galv Hex Nut | Bolts, Washers & Fasteners
002472470 | BOLT,MACHINE | M16 x 850mm, 200mm Lg Thread, Hex, HDG c/w Galv Hex Nut | Bolts, Washers & Fasteners
002402939 | BOLT,MACHINE | M16 x 65mm, Hex, Galv c/w Galv Hex Nut, Aust Std (P75) (scm) | Bolts, Washers & Fasteners
001704421 | BOLT,MACHINE | M20 x 130mm, Hex, Galv c/w Galv Hex Nut, Aust Std (P30) | Bolts, Washers & Fasteners
001702887 | BOLT,MACHINE | M10 x 40mm, Hex, Galv c/w Galv Hex Nut, Aust Std (P100) | Bolts, Washers & Fasteners
002436483 | BOLT,MACHINE | M16 x 475mm, Hex, Galv, Gde 8.8 c/w Galv Hex Nut | Subtransmission
002436434 | BOLT,MACHINE | M16 x 70mm, Hex, Galv, Gde 8.8 c/w Galv Hex Nut | Subtransmission
002446714 | BOLT,MACHINE | M24 x 650mm, HD Bendable Gainbase on 405 Tip Pole, EE Dwg 5-2-1019 (scm) | Subtransmission
001702992 | BOLT,MACHINE | M10 x 170mm, Hex, Galv c/w Galv Hex Nut, Aust Std (P100) | Bolts, Washers & Fasteners
002436418 | BOLT,MACHINE | M16 x 55mm, Hex, Galv, Gde 8.8 c/w Galv Hex Nut | Subtransmission
000104789 | BOLT,MACHINE | M16 x 200mm, Hex, S/Steel Gde 316, 120mm Rolled Thread, 700MPa Strength Class c/w Hex Nut S/Steel Gde 304 (P30) | Bolts, Washers & Fasteners
002436525 | BOLT,MACHINE | M20 x 55mm, Hex, Galv, Gde 8.8 c/w Galv Hex Nut | Subtransmission
002436251 | BOLT,MACHINE | M20 x 55mm, Hex, Galv c/w Galv Hex Nut, Tower | Subtransmission
002436236 | BOLT,MACHINE | M20 x 45mm, Hex, Galv c/w Galv Hex Nut, Tower | Subtransmission
002436186 | BOLT,MACHINE | M16 x 40mm, Hex, Galv c/w Galv Hex Nut, Tower | Subtransmission
002400015 | BOLT,MACHINE | M12 x 260mm, Hex, Galv c/w Galv Hex Nut, Aust Std (P50) | Bolts, Washers & Fasteners
002436343 | BOLT,MACHINE | M24 x 650mm, Hex, Gde 8.8 c/w Galv Nut | Subtransmission
002436301 | BOLT,MACHINE | M24 x 450mm, Hex, Gde 8.8 c/w Galv Nut | Subtransmission
002436293 | BOLT,MACHINE | M24 x 400mm, Hex, Gde 8.8 c/w Galv Nut (scm) | Subtransmission
002436244 | BOLT,MACHINE | M20 x 50mm, Hex, Galv c/w Galv Hex Nut, Tower | Subtransmission
002442515 | BOLT,MACHINE | M24 x 150mm, 100mm Lg Thread, Hex, Galv Steel, Gde 4.6 | Bolts, Washers & Fasteners
002436368 | BOLT,MACHINE | M24 x 750mm, Hex, Gde 8.8 c/w Galv Nut | Subtransmission
002400191 | BOLT,MACHINE | M12 x 60mm, Hex, Galv c/w Galv Hex Nut, Aust Std (P150) | Bolts, Washers & Fasteners
002436491 | BOLT,MACHINE | M16 x 500mm, Hex, Galv, Gde 8.8 c/w Galv Hex Nut | Subtransmission
001703818 | BOLT,MACHINE | M16 x 50mm, Hex, Galv c/w Galv Hex Nut, Aust Std (P100) | Bolts, Washers & Fasteners
002436426 | BOLT,MACHINE | M16 x 65mm, Hex, Galv, Gde 8.8 c/w Galv Hex Nut | Subtransmission
002402942 | BOLT,MACHINE | M20 x 250mm, Hex, Galv c/w Galv Hex Nut, Aust Std (P15) | Bolts, Washers & Fasteners
002436392 | BOLT,MACHINE | M16 x 45mm, Hex, Galv, Gde 8.8 c/w Galv Hex Nut | Subtransmission
002419323 | BOLT,MACHINE | M24 x 550mm, Hex, Galv, High Strength Property Class 8.8 c/w Galv Hex Nut & S/Steel Split Pin | Bolts, Washers & Fasteners
001703476 | BOLT,MACHINE | M12 x 300mm, Hex, Galv c/w Galv Hex Nut, Aust Std (P50) | Bolts, Washers & Fasteners
000104481 | BOLT,MACHINE | M8 x 20mm, Hex, Galv c/w Galv Hex Nut, Aust Std (P100) (scm) | Bolts, Washers & Fasteners
002400127 | BOLT,MACHINE | M16 x 550mm, Hex, Galv c/w Galv Hex Nut, Aust Std (P15) | Bolts, Washers & Fasteners
002436517 | BOLT,MACHINE | M16 x 600mm, Hex, Galv, Gde 8.8 c/w Galv Hex Nut | Subtransmission
001705444 | BOLT,MACHINE | M24 x 300mm, Hex, Galv c/w Galv Hex Nut, Aust Std (P10) | Bolts, Washers & Fasteners
001703433 | BOLT,MACHINE | M12 x 220mm, Hex, Galv c/w Galv Hex Nut, Aust Std (P25) | Bolts, Washers & Fasteners
002449338 | BOLT,MACHINE | M20 x 1000mm, Hex, Galv c/w Galv Hex Nut Aust Std, EE Dwg 5-2-1174 (P10) | Bolts, Washers & Fasteners
001703863 | BOLT,MACHINE | M16 x 90mm, Hex, Galv c/w Galv Hex Nut, Aust Std (P50) | Bolts, Washers & Fasteners
002400141 | BOLT,MACHINE | M10 x 25mm, Hex, S/Steel Gde 316 c/w Hex Nut S/Steel Gde 304, Aust Std (P100) | Bolts, Washers & Fasteners
002400140 | BOLT,MACHINE | M8 x 25mm, Hex, S/Steel Gde 316 c/w Hex Nut S/Steel Gde 304, Aust Std (P100) | Bolts, Washers & Fasteners
002400652 | BOLT,MACHINE | M16 x 650mm, Hex, Galv c/w Galv Hex Nut, Aust Std (P20) | Bolts, Washers & Fasteners
002400089 | BOLT,MACHINE | M10 x 60mm, Hex, S/Steel Gde 316 c/w Hex Nut S/Steel Gde 304, Aust Std (P50) | Bolts, Washers & Fasteners
001727698 | BOLT,MACHINE | M10 x 50mm, Hex, S/Steel Gde 316 c/w Hex Nut S/Steel Gde 304, Aust Std (P100) | Bolts, Washers & Fasteners
001727653 | BOLT,MACHINE | M16 x 70mm, Hex, S/Steel Gde 316 c/w Hex Nut S/Steel Gde 304, Aust Std | Bolts, Washers & Fasteners
002400087 | BOLT,MACHINE | M12 x 70mm, Hex, S/Steel Gde 316 c/w Hex Nut S/Steel Gde 304, Aust Std (P25) | Bolts, Washers & Fasteners
000104791 | BOLT,MACHINE | M20 x 700mm, Hex, S/Steel Gde 316, 350mm Rolled Thread, 700MPa Strength Class c/w Hex Nut S/Steel Gde 304 (P5) | Bolts, Washers & Fasteners
000030103 | BOLT,U | M16 x 219 c/w Nuts & Washers | Substation Accessories
002490746 | BOOK,RECORD | A4 Booklet, Carbon Copy, Digitial Meter Installation Defect Report Booklet | Signs
000104357 | BOOM,SPILL CONTAINMENT,HAZMAT | Absorb Sock, 1m x 75mm, Bio-Active Organic (P20) | General
000104358 | BOOM,SPILL CONTAINMENT,HAZMAT | Absorb Sock, 3m x 75mm, Bio-Active Organic (P10) | General
000021486 | BOOTS,SAFETY | Oliver, 200mm Rigger, Wheat, Lace Up/ Zip Sided, Leather, Steel Toe, PU Sole, Slip Resistant, Anti-Static, Sizes 4 to 14, Half Sizes 6.5 to 12.5 | HS & PPE
000017391 | BOOTS,SAFETY | Oliver, Men's Full Ankle, Beige/Brown, Elastic Sided, Suede Leather, Steel Toe, PU Sole, EH Resistant, Sizes 4 to 13, Half Sizes 6.5 to 10.5 | HS & PPE
000017393 | BOOTS,SAFETY | Oliver, Men's Full Ankle, Wheat, Lace Up, Nubuck Leather, Steel Toe, PU/TPU Sole, EH Resistant, Sizes 4 to 13, Half Sizes 6.5 to 10.5 | HS & PPE
000025103 | BOOTS,SAFETY | Oliver, 150mm Hiker, Wheat, Lace Up/ Zip Sided, Leather, Steel Toe, PU Sole, Heat & Slip Resistant, Anti-Static, Sizes 4 to 16, Half Sizes 6.5 to 12.5 | HS & PPE
000017395 | BOOTS,SAFETY | Oliver, 150mm, Wheat, Lace Up, Nubuck Leather, Composite Toe, PU/TPU Sole, EH Resistant, Sizes 4 to 14, Half Sizes 6.5 to 10.5 | HS & PPE
000021502 | BOOTS,SAFETY | Oliver, 150mm Hiker, Wheat, Lace Up, Leather, Steel Toe, PU Sole, Heat & Slip Resistant, Anti-Static, Sizes 4 to 14, Half Sizes 6.5 to 12.5 | HS & PPE
000025102 | BOOTS,SAFETY | Oliver, Women's, Wheat, Lace Up, Nubuck Leather, Steel Toe, PU Sole, Slip Resistant, Sizes 5 to 10 | HS & PPE
000017392 | BOOTS,SAFETY | Oliver, Men's Full Ankle, Black, Elastic Sided, Full Grain Leather, Steel Toe, PU Sole, EH Resistant, Sizes 4 to 13, Half Sizes 6.5 to 10.5 | HS & PPE
000020833 | BOOTS,SAFETY | Oliver, Ankle Jogger, Black, Lace Up, Nubuck Leather, Steel Toe, Water/EH Resistant, Anti-Static, Sizes 4 to 13, Half Sizes 6.5 to 10.5 | HS & PPE
000017394 | BOOTS,SAFETY | Oliver, 150mm Full Ankle, Brown, Lace Up, Leather, Steel Toe, PU Sole, Slip Resistant, Anti-Static, Sizes 4 to 14, Half Sizes 6.5 to 12.5 | HS & PPE
000303018 | BOTTLE,SPRAY | 500ml, Plastic Spray Unit | General
002464527 | BOTTLE,SPRAY | 2L Plastic Spray Bottle, Continuous Sprayer Pressure c/w Viton Seals | Remote Generation
000105123 | BOTTLE,SPRAY | 750ml, for use with Liquid Lanolin c/w Labeling for Liquid Lanolin (P12) | O/Head Line
002438596 | BOX ASSEMBLY,FENCING | Strainer for Unstable Soil c/w Post 1 x 2100mm (100mmNB/75x75mm Angle), Top Rail 1 x 60NB, Turnbuckle, Wire Brace, Bolt & Nut, 2 x Upper & Lower Brackets, | General Hardware
000404986 | BOX CONNECTOR,ELECTRICAL | Mains, 1Ph Supply Side Cable Range 10 - 35mm2 c/w IPC Consumer Side Cable Range 4 to 35mm2, NON-IPC (P10) (scm) | Line Hardware
000404990 | BOX CONNECTOR,ELECTRICAL | Mains, 3Ph Supply Side Cable Range 10 - 35mm2 Cu/Al c/w IPC Consumer Side Cable Range 4 - 35mm2 Cu/Al, NON-IPC (P6) (scm) | Line Hardware
000024217 | BOX, ESCAPE | Orange, 200 x 100 x 500mm, EWP Plastic Escape Box Only, to house Descending Rope | PPE, Hardware & Tools
000030388 | BOX,ELECTRICAL,MULTIAPPLICATION | Type K71, Floodlight Marshalling Box, 230 x 280 x 102mm, Al, Natural Finish, EE Dwg 884146-12 | Substation Accessories
002401727 | BOX,STORAGE | Plastic, 350 x 350 x 350mm, Blue with Yellow 'POLE' Marking on Outside, for Portable Pole Top Rescue Kit | PPE, Hardware & Tools
002498574 | BOX,STORAGE | Metabox 145, Empty, for Metabo H-Class Battery Vacuum | Tools & Equipment
002425379 | BOX,STORAGE | Heavy Duty, 80L c/w Lid, to store all items used in the Bat Removal Kit | HS & PPE
002469328 | BOX,STORAGE | Heavy Gde Carboard, Brown, 610 x 550 x 170mm, for Fusesaver delivery of 3 units & comms modules | General Hardware
002471316 | BOX,STORAGE | Plastic, 300 x 300mm, Yellow, for Pole Top Rescue Kit | Height Safety
002465763 | BOX,STORAGE | HZQ200 Storage Bin, Heavy Duty, 70Ltr, Dark Grey c/w Lid, Wheels & Handles | HS & PPE
000014845 | BOX,TOTE | Lamson Bin, Size 10, 645mm Lg, 413mm W, 276mm H, Polypropylene, Stackable, Open End w/o Lid | PPE, Hardware & Tools
000030178 | BRACE,CORNER | ST3 T-X Bracket, 50mm H, Galvabond, to Intersect/Change Cable Tray Direction by Creating a Tee or Cross Section | Line Support Equip
000030179 | BRACE,CORNER | ST3 T-X Bracket, 50mm H, Galv Steel, to Intersect/Change Cable Tray Direction by Creating a Tee or Cross Section | Line Support Equip
000030181 | BRACE,CORNER | ST5 T-X Bracket, 75mm H, Galv Steel, to Intersect/Change Cable Tray Direction by Creating a Tee or Cross Section | Line Support Equip
000030180 | BRACE,CORNER | ST5 T-X Bracket, 75mm H, Galvabond, to Intersect/Change Cable Tray Direction by Creating a Tee or Cross Section | Line Support Equip
002408870 | BRACE,CROSSARM | Compression, LH, 75 x 75 x 6 x 1863 Lg, Galv Steel, Stamp with "IIN2408870", EE Dwg ES000742-01 | Subtransmission
002487551 | BRACE,CROSSARM | Type 1000C, S/Steel Gde 316, Deburr All Edges, Similar to QESI Dwg 01-11-02 Issue C (P10) | Line Support Equip
002487544 | BRACE,CROSSARM | Type 650C, S/Steel Gde 316, Deburr All Edges, Similar to QESI Dwg 01-11-02 Issue C (P10) | Line Support Equip
002403831 | BRACE,CROSSARM | 900mm, Galv, Dwg G103-A4 | Galv Products
002408862 | BRACE,CROSSARM | Compression, RH, 75 x 75 x 6 x 1863 Lg, Galv Steel, Stamp with "IIN2408862", EE Dwg ES000742-01 | Subtransmission
002453520 | BRACE,CROSSARM | Insulated, 75 x 75 x 5 x 1000mm Lg, Fibre Reinforced Polymer, EE Dwg 1048463-01 | Crossarms
002409621 | BRACE,CROSSARM | Compression, LH, 65 x 65 x 5 x 2089 Lg, Galv Steel, Stamp with "IIN2409621", EE Dwg ES000770-01 | Subtransmission
002409613 | BRACE,CROSSARM | Compression, RH, 65 x 65 x 5 x 2089 Lg, Galv Steel, Stamp with "IIN2409613", EE Dwg ES000770-01 | Subtransmission
002419471 | BRACE,CROSSARM | Compression, RH, 75 x 75 x 8 x 2586 Lg, Galv Steel, Stamp with "IIN2419471", EE Dwg 905208-02(1) | Subtransmission
002419463 | BRACE,CROSSARM | Compression, LH, 75 x 75 x 8 x 2586 Lg, Galv Steel, Stamp with "IIN2419463", EE Dwg 905208-02(2) | Subtransmission
000002559 | BRACE,CROSSARM | Type 650C, 650 x 40 x 8mm, 2 x 18mm Dia Holes, Galv Steel, Bundle of 10 | Line Support Equip
002408912 | BRACE,CROSSARM | Compression, LH, 75 x 75 x 6 x 2362 Lg, Galv Steel, Stamp with "IIN2408912", EE Dwg ES000744-01 | Subtransmission
002408904 | BRACE,CROSSARM | Compression, RH, 75 x 75 x 6 x 2362 Lg, Galv Steel, Stamp with "IIN2408904", EE Dwg ES000744-01 | Subtransmission
002409506 | BRACE,CROSSARM | Tension, 45 x 45 x 5 x 2450 Lg, Galv Steel, Stamp with "IIN2409506", EE Dwg 917971-03(6) | Subtransmission
002409498 | BRACE,CROSSARM | Tension, 45 x 45 x 5 x 2450 Lg, Galv Steel, Stamp with "IIN2409498", EE Dwg 917971-03(5) | Subtransmission
002409480 | BRACE,CROSSARM | Tension, 45 x 45 x 5 x 2450 Lg, Galv Steel, Stamp with "IIN2409480", EE Dwg 917971-03(4) | Subtransmission
002409472 | BRACE,CROSSARM | Tension, 45 x 45 x 5 x 2455 Lg, Galv Steel, Stamp with "IIN2409472", EE Dwg 971971-03(3) | Subtransmission
002409464 | BRACE,CROSSARM | Compression, 90 x 90 x 6 x 2295 Lg, Galv Steel, Stamp with "IIN2409464", EE Dwg 917971-03(2) | Subtransmission
002409456 | BRACE,CROSSARM | Compression, 90 x 90 x 6 x 2295 Lg, Galv Steel, Stamp with "IIN2409456", EE Dwg 917971-03(1) | Subtransmission
002408821 | BRACE,CROSSARM | Compression, RH, 65 x 65 x 6 x 2089 Lg, Galv Steel, Stamp with "IIN2408821", EE Dwg 906878-02(1) | Subtransmission
002408839 | BRACE,CROSSARM | Compression, LH, 65 x 65 x 6 x 2089 Lg, Galv Steel, Stamp with "IIN2408839", EE Dwg 906878-02(2) | Subtransmission
002400746 | BRACE,CROSSARM | Type 3, 650mm Lg, 25mm NB Galv Steel Pipe, Pressed Flat on Ends, Dwg SD10-0031-01 | Galv Products
000104797 | BRACE,CROSSARM | Type 1000T, S/Steel Gde 316, Deburr All Edges, Dwg 01-11-02 Issue C (P10) | Line Support Equip
000104796 | BRACE,CROSSARM | Type 650T, S/Steel Gde 316, Deburr All Edges, Dwg 01-11-02 Issue C (P10) | Line Support Equip
000479375 | BRACE,CROSSARM | Type 650T, Dwg 01-11-01 (max pallet size 700) (scm) | Line Support Equip
000479456 | BRACE,CROSSARM | Type 1000T, EE Dwg ES000752-01 (max pallet size 600) (scm) | Line Support Equip
000479405 | BRACE,CROSSARM | Type 1000C, EE Dwg ES000752-01 (P200) (scm) | Line Support Equip
002416527 | BRACE,CROSSARM | Compression, LH, 75 x 75 x 5 x 2586 Lg, Galv Steel, Stamp with "IIN2416527", EE Dwg ES000774-01 (scm) | Galv Products
002416519 | BRACE,CROSSARM | Compression, RH, 75 x 75 x 5 x 2586 Lg, Galv Steel, Stamp with "IIN2416519", EE Dwg ES000774-01 (scm) | Galv Products
000479421 | BRACE,CROSSARM | Type 920, Dwg 22-A4-220 Rev-B | Line Support Equip
002408847 | BRACE,CROSSARM | Compression, RH, 75 x 75 x 6 x 2089 Lg, Galv Steel, Stamp with "IIN2408847", EE Dwg ES000772-01 (scm) | Subtransmission
002408896 | BRACE,CROSSARM | Compression, LH, 75 x 75 x 6 x 2586 Lg, Galv Steel, Stamp with "IIN2408896", EE Dwg 906882-02(2) | Subtransmission
002408888 | BRACE,CROSSARM | Compression, RH, 75 x 75 x 6 x 2586 Lg, Galv Steel, Stamp with "IIN2408888", EE Dwg 906882-02(1) | Subtransmission
002408854 | BRACE,CROSSARM | Compression, LH, 75 x 75 x 6 x 2089 Lg, Galv Steel, Stamp with "IIN2408854", EE Dwg ES000772-01 | Subtransmission
002442408 | BRACKET,ANGLE | CA4, Support Bracket, Step Rung, Galv, Dwg 911073-01 Item 9 | Subtransmission
002442234 | BRACKET,ANGLE | C1SOA, Hanger Bracket, EE Dwg B1-H-107010-03 Item A11 | Subtransmission
002442374 | BRACKET,ANGLE | A14, Support Bracket, Galv, Dwg 911073-01 Item 7 | Subtransmission
000030191 | BRACKET,ANGLE | ST3 Hold Down Bracket, 50mm H, Galv Steel, to secure Cable Supatray | Line Support Equip
002403869 | BRACKET,ANGLE | Unistrut Fitting, 90Deg Angle & Flat Plate, 102 x 102mm, 6mm Thk, 41mm W Series Channel Fitting, Galv Steel | Line Support Equip
002403868 | BRACKET,ANGLE | Unistrut Fitting, 90Deg Angle, 90 x 57mm 6mm Thk, 41mm W Series Channel Fitting, Galv Steel | Line Support Equip
000030190 | BRACKET,ANGLE | ST3 Hold Down Bracket, 50mm H, Galvabond, to secure Cable Supatray | Line Support Equip
000030192 | BRACKET,ANGLE | ST5 Hold Down Bracket, 75mm H, Galvabond, to secure Cable Supatray | Line Support Equip
000030193 | BRACKET,ANGLE | ST5 Hold Down Bracket, 75mm H, Galv Steel, to secure Cable Supatray | Line Support Equip
002403867 | BRACKET,ANGLE | Unistrut Fitting, 90Deg Angle, 51 x 48mm 6mm Thk, 41mm W Series Channel Fitting, Galv Steel | Line Support Equip
002442366 | BRACKET,ANGLE | CA3, Support Bracket, Galv, Dwg 911073-01 Item 3 | Subtransmission
002442218 | BRACKET,ANGLE | C1SOA, Earthwire & Attachment Assy, EE Dwg B1-H-107010-03 Item A8 | Subtransmission
002457588 | BRACKET,ANGLE | Modem Mounting Bracket, L-Shape, 90Deg Angle, 155 x 80 x 2mm, Al c/w Screws, Washers & Nuts, for Cybertec 2000 Series Modem in Cooper CL6B Control Box, | Communications
000030220 | BRACKET,CANTILEVER | P2663 HG/SS, 250mm Lg, 40mm W, 8mm Thk | Line Support Equip
000030221 | BRACKET,CANTILEVER | P2663 HG/SS, 400mm Lg, 40mm W, 8mm Thk | Line Support Equip
000030223 | BRACKET,CANTILEVER | P2663 HG/SS, 700mm Lg, 40mm W, 8mm Thk | Line Support Equip
000030225 | BRACKET,CANTILEVER | PCL Series HG/SS, 470mm Lg, 165mm H1, 86mm H2 | Line Support Equip
000030227 | BRACKET,CANTILEVER | PCL Series HG/SS, 780mm Lg, 215mm H1, 112mm H2 | Line Support Equip
000030222 | BRACKET,CANTILEVER | P2663 HG/SS, 550mm Lg, 40mm W, 8mm Thk | Substation Accessories
000030226 | BRACKET,CANTILEVER | PCL Series HG/SS, 635mm Lg, 215mm H1, 112mm H2 | Line Support Equip
000030224 | BRACKET,CANTILEVER | PCL Series HG/SS, 320mm Lg, 165mm H1, 86mm H2 | Line Support Equip
002403870 | BRACKET,DOUBLE ANGLE | Unistrut Fitting, Z-Shape, 90Deg Angle, Leg Angle 54 x 41 x 41mm Lg, 6mm Thk, 41mm W Series Channel Fitting, Galv Steel | Line Support Equip
002457596 | BRACKET,DOUBLE ANGLE | Fibre Transceiver Mounting Bracket, U-Shape, 90Deg Angle, 117 x 30 x 2mm, Al c/w Screws & Washers, for SEL2814 Transceiver in Cooper CL6B Control Box, | Communications
002453629 | BRACKET,ELECTRICAL CONNECTOR | Antenna Bracket, 2.5mm, S/Steel, Truck Mirrors & Roof Racks Mount c/w Cable Slot | Communications
002461002 | BRACKET,ELECTRICAL CONNECTOR | Antenna Bracket, 76mm, S/Steel, Black Power Coated, Bull Bar Wrap Mount | Communications
002453637 | BRACKET,ELECTRICAL CONNECTOR | Antenna Bracket, 3.0mm, S/Steel, Right Angle, Bull Bar Mount | Communications
002460996 | BRACKET,ELECTRICAL CONNECTOR | Antenna Bracket, 63mm, S/Steel, Black Power Coated, Bull Bar Wrap Mount | Communications
002453611 | BRACKET,ELECTRICAL CONNECTOR | Antenna Bracket, 1.5mm, S/Steel, Bonnet Mount | Communications
002461010 | BRACKET,ELECTRICAL CONNECTOR | Antenna Bracket, Universal Pipe Clamp, Black Power Coated, Bull Bar Mount | Communications
002460988 | BRACKET,ELECTRICAL CONNECTOR | Antenna Bracket, 50mm, S/Steel, Black Power Coated, Bull Bar Wrap Mount | Communications
002460962 | BRACKET,ELECTRICAL CONNECTOR | Antenna Bracket, Fold Down, S/Steel, Gutter Mount | Communications
002480994 | BRACKET,FACESHIELD,HELMET | Helmet Visor Holder | HS & PPE
002469658 | BRACKET,FACESHIELD,HELMET | Visor Carrier c/w Adaptor to fit Sun Visor to Mountaineering Safety Helmet | PPE, Hardware & Tools
002434686 | BRACKET,INSULATOR | Gain Base, suit Line Post Insulator, Dwg 1014287-02 (scm) | Subtransmission
002403834 | BRACKET,INSULATOR | Type C, Pole Top Bracket, Galv, 66kV | Galv Products
000030050 | BRACKET,INSULATOR | Support, Bolted Run Post Insulator, suit Post Insulated Mount 127 PCD, Sulphur, 61/3.75 AAAC | Substation Accessories
002477867 | BRACKET,INSULATOR | Trunnion Adaptor, suits Stringing Roller to Clamp Top Type Horizontal & Vertical Insulators | Tools & Equipment
002403197 | BRACKET,INSULATOR | Extension, Galv Steel, for Angle Suspension Construction, EE Dwg 1014996-01 (scm) | Galv Products
000405991 | BRACKET,INSULATOR | Pole Top Pin, Galv Steel, 22/33kV, Dwg 01-13-01 Issue B (scm) | Line Support Equip
002403205 | BRACKET,INSULATOR | Gain Base, suit Line Post Insulator, EE Dwg ES000745-01 (scm) | Line Support Equip
000405890 | BRACKET,INSULATOR | Bridging Post Insulator, Dwg 870181-01 (scm) | Line Support Equip
002447746 | BRACKET,INSULATOR | Extension, Galv Steel, 66kV, suit Suspension Construction, Dwg 1039418-01 (scm) | Subtransmission
000030048 | BRACKET,INSULATOR | Support, Bolted Run Post Insulator, suit Post Insulated Mount 127 PCD, Neon, 19/3.75 AAAC | Substation Accessories
002459352 | BRACKET,INSULATOR | Suspension Extension, 66kV, Dwg 1059035-01 (scm) | Subtransmission
000104386 | BRACKET,INSULATOR | Gain Base, suit Line Post Insulator, EE Dwg ES000746-01 | Line Support Equip
000006310 | BRACKET,INSULATOR | Insulator Reinforcing Pieces, Base Mtg Type, Galv Steel, Cast or Al Alloy, for 65mm NB Tube, Set of 2 | Fabricated Metalware
002403196 | BRACKET,INSULATOR | Extension, Galv Steel, 11kV, for Angle Suspension Construction, Small, EE Dwg 1591 A4 | Galv Products
002448140 | BRACKET,INSULATOR | Post Support, Galv Steel, 150 x 75 PFC, EE Dwg 1020748-03 Item 35 Mark H | Galv Products
002404843 | BRACKET,INSULATOR | Pole Mount, suit Line Post Insulator, Morlynn 22kV Postie | Galv Products
002401215 | BRACKET,INSULATOR | Pole Mount, SA30 | Galv Products
002400736 | BRACKET,INSULATOR | 66kV Pole Top Bracket 27kN. Dwg EELS-10559-01 | Galv Products
002444370 | BRACKET,INSULATOR | Gain Base, Bendable, HD, Galv Steel, for 66kV, in two parts, Dwg ES000608-01 (scm) | Subtransmission
000030049 | BRACKET,INSULATOR | Support, Bolted Run Post Insulator, suit Post Insulated Mount 127 PCD, Oxygen, 19/4.75 AAAC | Substation Accessories
000006076 | BRACKET,INSULATOR | Suspension/Angle Type, Galvanised Steel Suspension Style, LV Reel Insulator to Pole, 100mm x 86mm, 2 X 18mm Dia Holes | Galv Products
002418226 | BRACKET,LIFTING | Transformer, with Webbing Ratchet Strap, WLL 861kg (1900 lbs) | Hardware & Tools
002439180 | BRACKET,LIFTING | suit Unitised Air Break Switch, SWL 150kg, EE Dwg 901978-01 (scm) | Stainless Steel
002481653 | BRACKET,MOUNTING | RAM Mounts Tether Kit | Tools & Equipment
000405878 | BRACKET,MOUNTING | Service, Galv, Dwg 22-A4-204 Rev C | Galv Products
002404482 | BRACKET,MOUNTING | Type 'G', Street Light, Galv, 600mm, FN Dwg A-982A4 | Street Lights
002448116 | BRACKET,MOUNTING | Transformer Platform, 150 x 100 x 9 RHS, Galv Steel, EE Dwg 1020748-03 item 12 mark E | Galv Products
002401870 | BRACKET,MOUNTING | BWP/4, Street Light, Dwg SD10-0002-01 | Street Lights
000104251 | BRACKET,MOUNTING | 11/22kV Cable Termination, Galv, Dwg 22-1054 Rev D | U/G Equipment
002400725 | BRACKET,MOUNTING | Adaptor Plate, 66kV, Station Post Insulator to Fuse, Type SMD-1A | Galv Products
002495240 | BRACKET,MOUNTING | Cable Support Arm, 1900mm, 110kV, Hot Dipped Galv, Variable Floor Cleat Cable Support, Arm Only | Substation Accessories
002403839 | BRACKET,MOUNTING | Sidewalk Stay Bracket, 3000mm Lg | Galv Products
002484301 | BRACKET,MOUNTING | Tool Hanging (OK Bar) | Tools & Equipment
002448090 | BRACKET,MOUNTING | SD Support Arm,100 x 50 x 4 RHS, Galv Steel, EE Dwg 1020748-05 item 10 mark C | Galv Products
000006610 | BRACKET,MOUNTING | Electrical Power Cable Support, Type C, Al Cast, 444mm Lg, for Steel Channel in Concrete Joint Pits, Bag of 10 | Fabricated Metalware
000105052 | BRACKET,MOUNTING | Crossarm, Urban Intermediate, suit 2700 Crossarm & Concrete Pole, EE Dwg 917260-02 (Set of 2, 1 x Left & 1 x Right) (scm) | Galv Products
002499671 | BRACKET,MOUNTING | TRIDENT CROSSARM TEMPORARY HOLDER KIT CONSISTS OF 2 X HOLDERS IN A BAG | Hardware & Tools
000105037 | BRACKET,MOUNTING | Regulator Mount, Galv, 2 Pole Structure, suit 2 x 200A Regulators, EE Dwg 905570 (scm) | Galv Products
002498384 | BRACKET,MOUNTING | 66kV Vertical Cable Termination, Support Steelwork, Dwg 1101415-11 Rev 0B | Subtransmission
002498376 | BRACKET,MOUNTING | 66kV Vertical Cable Termination, Sealing End, Steelwork, Dwg 1101415-10 Rev 0B | Subtransmission
002471266 | BRACKET,MOUNTING | Support Bracket, S/Steel, suit 100mm Composite Crossarm, Dwg 1069321-03 | Line Support Equip
002471274 | BRACKET,MOUNTING | Support Bracket, S/Steel, suit 125mm Composite Crossarm, Dwg 1069321-01 | Line Support Equip
000406254 | BRACKET,MOUNTING | Footpath Stay, Galv, Dwg 01-13-03 Issue A (scm) | Line Support Equip
000405840 | BRACKET,MOUNTING | Transformer Mount, Galv, suit 100/300kVA Transformers, Dwg 881375-01 (scm) | Line Support Equip
000705449 | BRACKET,MOUNTING | Type 'T', for Surge Arresters, Galv, CA Dwg 22-A4-528 Rev A (scm) | Line Support Equip
000405846 | BRACKET,MOUNTING | Surge Arrestor, Dwg 872892-01 (scm) | Line Support Equip
000406226 | BRACKET,MOUNTING | Fuse Mount, Galv, LV, ABC, 3 Service Fuses, Pole Mount Max 8mm Thk c/w 2 x Hooks, for Services Dwg 865737-01 (scm) | Line Support Equip
000104210 | BRACKET,MOUNTING | Angle, Service Cable, Galv, EE Dwg 875237-01 (P300) (scm) | Line Support Equip
000405842 | BRACKET,MOUNTING | Galv, Concrete Pole to Wooden Crossarm, Dwg 22-A4-384 | Line Support Equip
002423457 | BRACKET,MOUNTING | 4 x LV ABC Bundle Switches, EE Dwg 875234-02 | Line Support Equip
002423465 | BRACKET,MOUNTING | Cast Steel Stay, Dwg 944567-01 | Galv Products
002403193 | BRACKET,MOUNTING | Crossarm, Stabilizing, Galv Steel, for Wishbone Constructions, Dwg 25-A4 | Line Support Equip
002471654 | BRACKET,MOUNTING | Pedestrian Crossing, suits Tango 200W Floodlight, Dwg 912580-04 (scm) | Street Lighting Poles
002469187 | BRACKET,MOUNTING | Pedestrian Crossing, suits Quantum 300W Floodlight, Dwg 912580-02 (scm) | Street Lighting Poles
002417160 | BRACKET,MOUNTING | Crossarm, Rural Intermediate, suit 300 Crossarm & Concrete Pole, EE Dwg 917260-06 (Set of 2, 1 x Left & 1 x Right) (scm) | Galv Products
000104314 | BRACKET,MOUNTING | Wall Mount Support, LV Distribution Cabinet, 6 Module c/w 2 Mounting Bars & Fixings, Dwg 875268-01 (scm) | Galv Products
002449197 | BRACKET,MOUNTING | for Cable Termination Crossarm & Surge Diverter Crossarm, for 66kV Horizontal Cable, Term 5-13-3-2, EE Dwg ES000794-01 (scm) | Subtransmission
002476885 | BRACKET,MOUNTING | Cable Clamp, Galv Steel, suit Ellis 2 Hole Cable Clamps for 33kV 630-1000mm2, Dwg 12588-A1 | U/G Accessories
002476877 | BRACKET,MOUNTING | Galv Steel, 33 kV Pole Termination, Dwg. UT1160-A1 | U/G Accessories
002486066 | BRACKET,MOUNTING | Pole Bracket, Galv Steel, Antenna Mount, Dwg 1038877-02 | Communications
000017201 | BRACKET,MOUNTING | Antenna Mount, Steel, for use with Stumpy Antenna SC17200 | Metering Delivery
002449155 | BRACKET,MOUNTING | Cable Guard, 12 x 80mm Flat Steel, 16 Dia Mounting Hole, for 66kV Cable Terms 5-13-3-2 & 5-13-4-2, Dwg 1042202-01 & Dwg ES000791-01 (scm) | Subtransmission
000022877 | BRACKET,MOUNTING | MK10D Meter Hanging Clip, Plastic, suit Atlas Polyphase Meters | Metering Delivery
002434819 | BRACKET,MOUNTING | Bracket Running Kit, suit Branach Fibreglass Extension Ladder | Ladders
001104741 | BRACKET,MOUNTING | Pedestrian Crossing, Floodlight to Outreach Adaptor, Glav Steel, EQTS 05-02-01, Dwg 912580-01 (scm) | Street Lighting Poles
002427300 | BRACKET,MOUNTING | Pedestrian Crossing, Floodlight Extension, Galv Steel, EQTS 05-02-01, Dwg 912541-01 (scm) | Street Lighting Poles
002406323 | BRACKET,MOUNTING | Street Light, Major Road, Spigot Adaptor for Wood Poles, EQTS 05-02-01, Dwg 875181-01 (scm) | Street Lighting Poles
002403206 | BRACKET,MOUNTING | Surge Arrester & U/G Cable, Galv Steel, suit 33kV Outdoor Cable Terminators, Dwg 28-0-01 | Galv Products
002406072 | BRACKET,MOUNTING | LV Surge Arrester, EE Dwg 875260-01 (scm) | Galv Products
002466449 | BRACKET,MOUNTING | Statcom Multi Unit to Pole, Dwg 1066417-01 (scm) | Galv Products
002466456 | BRACKET,MOUNTING | Statcom Single Unit to Pole, Dwg 1066417-02 (scm) | Galv Products
000112041 | BRACKET,MOUNTING | Universal Cable Support, 13mm Holes CA Dwg 22-A4-1104 Rev B (scm) | Galv Products
000406041 | BRACKET,MOUNTING | 66kV Pole Top Bracket, Dwg EELS-10558-01 | Galv Products
002409258 | BRACKET,MOUNTING | Crossarm Mounting Base, 100 x 75 PFC, Galv Steel, Stamp with "IIN 2409258", EE Dwg 916556-05 item 105 | Subtransmission
002409308 | BRACKET,MOUNTING | Anchor Attachament, 288kN, Galv Steel, Stamp with "IIN 2409308", EE Dwg ES000781-01-0C (scm) | Subtransmission
002422137 | BRACKET,MOUNTING | Crossarm Rural Intermediate, suit 3000 Crossarm & Concrete Pole, EE Dwg 917260-08 Issue A (Set of 2, 1 x Left & 1 x Right) (scm) | Galv Products
002486447 | BRACKET,MOUNTING | Pilot Magnetic-Mount Bracket, c/w Bungy & Belt Clip, suits Pilot Belt Barrier | Hardware & Tools
002400735 | BRACKET,MOUNTING | Insulator Pole Side Pin, 2 Piece, 650 x 50 x 10mm & 500 x 50 x 6mm, Galv Steel | Galv Products
002400728 | BRACKET,MOUNTING | Fuse Mount, Galv, LV ABC, Single Service Fuse, Pole Mount, Dwg 27/97 item 15 & Dwg 01-20-01 | Galv Products
002408938 | BRACKET,MOUNTING | Stay, Galv Steel, Stamp with IIN 2408938, EE Dwg ES000732-01 EE Dwg 905348-02 item 2 (scm) | Subtransmission
002403863 | BRACKET,MOUNTING | Unistrut Fitting, Flat Plate, L-Shape, 90 x 90mm, 6mm Thk, 41mm W Series Channel Fitting, Galv Steel | Line Support Equip
002403864 | BRACKET,MOUNTING | Unistrut Fitting, Flat Plate, T-Shape, 138 x 90mm, 6mm Thk, 41mm W Series Channel Fitting, Galv Steel | Line Support Equip
002469252 | BRACKET,MOUNTING | Watchmen Floodlight, Galv, Pole Mount, Single Light, Dwg 1072604-01 (scm) | Street Lighting Poles
002409605 | BRACKET,MOUNTING | Bridging Insulator, Galv Steel, Stamp with "IIN 2409605", EE Dwg 917964-03 item 94 | Subtransmission
002426880 | BRACKET,MOUNTING | OPGW Mounting Bracket, suit Coiling, 11.4mm & 14.0mm OPGW (scm) | Subtransmission
002400753 | BRACKET,MOUNTING | Support Down Rod, 66kV, ABS Concrete Pole Mounting, 11.0m, Dwg 10/107 | Galv Products
002406230 | BRACKET,MOUNTING | Fuse Mount, Synthetic, LV ABC, suit Single Service Fuse, Mount on Wood or Concrete Pole or Fuse Pin (scm) | Line Hardware
002408946 | BRACKET,MOUNTING | Fall Arrest, Galv Steel, Stamp with IIN 2408946, EE Dwg ES000783-01 EE Dwg 907224-07 | Subtransmission
000019038 | BRACKET,MOUNTING | Pole & Crossarm, Service Raiser, Galv Steel | Galv Products
002441285 | BRACKET,MOUNTING | Clamping Band, Galv Steel, suit Pole Dia 500 to 575mm, for attaching Crossarms, etc, to a Concrete Pole, EE Dwg ES000735-01 (scm) | Subtransmission
002485571 | BRACKET,MOUNTING | LED Floodlight Adaptor, suits Philips Tango G4 BVP431 & BVP432, Dwg. 912580-05 | Street Lighting Poles
002425551 | BRACKET,MOUNTING | Fall Arrest M20, Galv Steel, Stamp with "IIN 2425551", Dwg 928431-01 | Subtransmission
000022759 | BRACKET,MOUNTING | Pole Bracket, 450mm Lg, Galv Steel, c/w 280mm Outreach, M24 Bolt Holes, for 11kV ABC Suspension Assy (scm) | Galv Products
002403209 | BRACKET,MOUNTING | Surge Arrester, for SWER Transformer, Galv Steel, Dwg 9/26 | Galv Products
000030101 | BRACKET,MOUNTING | 230 x 350mm, Galv Steel, for LV Outlet, EE Dwg 951250-12 item 1 | Substation Accessories
000030099 | BRACKET,MOUNTING | 250 x 180mm, Galv Steel, for Type 1 Floodlight Marshalling Box, EE Dwg 951250-12 item 3 | Substation Accessories
000403298 | BRACKET,MOUNTING | Security Light, Galv, Pole Mount, Single Light, Dwg 19-A2-1234/1 Rev B | Galv Products
000023340 | BRACKET,MOUNTING | Upgrade ABB SDAF to ABB Safelink RMU, Enables Safelink RMU to be Installed on Square Padmount Plinth, Dwg 1052548-02 (scm) | U/G Accessories
002451649 | BRACKET,MOUNTING | Head Frame, Galv Steel, suit Cellular Data Antenna, EE Dwg 1040806-02 (scm) | Galv Products
002448124 | BRACKET,MOUNTING | Dropout Support, 150 x 8PL, 1318 Lg, Galv Steel, EE Dwg 1020748-06 item 5 mark F | Galv Products
002417194 | BRACKET,MOUNTING | Crossarm, Urban Intermediate, suit 2700 Crossarm & Concrete Pole, EE Dwg 917260-02 Issue B (Set of 2, 1 x Left & 1 x Right) (scm) | Galv Products
000405827 | BRACKET,MOUNTING | Stabilising, Dwg 22-A4-190 Rev B | Galv Products
002400722 | BRACKET,MOUNTING | Angle Retaining Clamp, Take Off, 51 x 51 x 6 x 40mm Lg c/w 2 x 14mm Holes | Galv Products
000030102 | BRACKET,MOUNTING | 250 x 160mm, Galv Steel, for 150A, 3Ph Outlet, EE Dwg 951250-12 item 2 | Substation Accessories
000017955 | BRACKET,MOUNTING | For Meter Enclosures to Wood Poles | O/Head Line
002406757 | BRACKET,MOUNTING | Earth, for Drop Out Fuses, as per Stores Assembly # 26 | Galv Products
002493401 | BRACKET,MOUNTING | Pole Termination Cable Cleat Saddle, Galv Steel, suit Ellis Al 2 Hole Cable Clamps, for 33kV 185mm2, Dwg 12588-A3 | U/G Accessories
002417186 | BRACKET,MOUNTING | Crossarm, Urban Intermediate, suit 2400 Crossarm & Concrete Pole, EE Dwg 917260-01 (Set of 2, 1 x Left & 1 x Right) (scm) | Galv Products
002448108 | BRACKET,MOUNTING | Transformer Platform, 250 x 150 x 9 RHS, Galv Steel, EE Dwg 1020748-03 item 11 mark D | Galv Products
000006609 | BRACKET,MOUNTING | Electrical Power Cable Support, Type B, Al Cast, 292mm Lg, for Steel Channel in Concrete Joint Pits, Bag of 10 | Fabricated Metalware
002400742 | BRACKET,MOUNTING | Recloser, 75 x 10 x 680mm Lg, Galv Steel, Dwg 10/23 | Galv Products
002400740 | BRACKET,MOUNTING | Junction Box, 3 Way, 25 x 3mm Flat Galv Steel, Welded H Pattern, Dwg 10/27 | Galv Products
000030100 | BRACKET,MOUNTING | 285 x 220mm, Galv Steel, for Type 2 Floodlight Marshalling Box, EE Dwg 951250-12 item 4 | Substation Accessories
002475085 | BRACKET,MOUNTING | Upgrade ABB SDAF to ABB Safelink RMU, Enables Safelink RMU to be Installed on Rectangular Padmount Plinth, Dwg 1052548-01 (scm) | U/G Accessories
002409126 | BRACKET,MOUNTING | Brace Assy, Galv Steel, Stamp with "IIN 2409126", | Subtransmission
002441293 | BRACKET,MOUNTING | Clamping Band, Galv Steel, suit Pole Dia 580 to 650mm, for attaching Crossarms, etc, to a Concrete Pole, EE Dwg ES000735-01 (scm) | Subtransmission
002441277 | BRACKET,MOUNTING | Clamping Band, Galv Steel, suit Pole Dia 435 to 500mm, for attaching Crossarms, etc, to a Concrete Pole, EE Dwg ES000735-01 (scm) | Subtransmission
002441269 | BRACKET,MOUNTING | Clamping Band, Galv Steel, suit Pole Dia 360 to 430mm, for attaching Crossarms, etc, to a Concrete Pole, EE Dwg ES000735-01 (scm) | Subtransmission
002441251 | BRACKET,MOUNTING | Clamp, Galv Steel, 2 x Fabricated Parts, for attaching Crossarms & other equipment to a Concrete Pole, EE Dwg ES000736-01 (scm) | Subtransmission
002481646 | BRACKET,MOUNTING | RAM Mounts Threaded Hex Ball | Tools & Equipment
002481612 | BRACKET,MOUNTING | Temporary Pole Light Kit, Ratchet Strap Attachment, c/w Operating Stick & 2 x Battery Light Holder | Tools & Equipment
002426112 | BRACKET,MOUNTING | for Mounting Insulated Street Light Outreaches on Concrete Poles, EE Dwg 969099-01 (Set of Two) (scm) | Galv Products
002400070 | BRACKET,MOUNTING | 66kV Suspension Extension, 16mm Galv Steel Rod c/w 2 Hex Head Nuts, Dwg 10/26 | Line Support Equip
000104692 | BRACKET,MOUNTING | Street Light, Minor Road, 3.0m Outreach, 1.0m Uplift, Galv Steel, MI2, EQTS 05-02-01, Dwg 897227-01 (scm) | Street Lighting Poles
001140638 | BRACKET,MOUNTING | Street Light, Minor Road, 1.2m Outreach, Galv Steel, MI1, EQTS 05-02-01, Dwg 875174-01 (scm) | Street Lighting Poles
000104190 | BRACKET,MOUNTING | Street Light, Major Road, 3.0m Outreach, 4.0m Uplift, Galv Steel, MA4 c/w Stays & Clamp, EQTS 05-02-01, Dwg 10-3-10-1(scm) | Street Lighting Poles
000104188 | BRACKET,MOUNTING | Street Light, Major Road, 4.5m Outreach, 2.5m Uplift, Galv Steel, MA3 c/w Stays & Clamp, EQTS 05-02-01, Dwg 10-3-9-1(scm) | Street Lighting Poles
000104187 | BRACKET,MOUNTING | Street Light, Major Road, 3.0m Outreach, 1.0m Uplift, Galv Steel, MA2, EQTS 05-02-01, Dwg 875180-01 (scm) | Street Lighting Poles
000104186 | BRACKET,MOUNTING | Street Light, Major Road, 1.5m Outreach, Galv Steel, MA1, EQTS 05-02-01, Dwg 875179-01 (scm) | Street Lighting Poles
002433712 | BRACKET,MOUNTING | Street Light, Minor Road, 300mm Lg, Galv Steel, EQTS 05-02-01, Dwg 1012884-01 (scm) | Street Lighting Poles
002472314 | BRACKET,MOUNTING | Pole Bracket for LV Temporary Crossarm, Ertalon 6-PLA, Black c/w Webbing Strap | Hardware & Tools
001184053 | BRACKET,MOUNTING | Fuse Mount, Road Lighting Fuse, Galv, EE Dwg 875236-01 (P100) (scm) | Line Support Equip
002401220 | BRACKET,MOUNTING | 11/22kV Cable Pole Termination, Dwg 875238-01 (MOQ15) (scm) | Line Support Equip
002400727 | BRACKET,MOUNTING | Fuse Mount, Galv, LV ABC, 3 Service Fuses, Pole Mount Max 6mm Thk c/w 2 x Hooks, for Services Dwg 865737-02 (scm) | Line Support Equip
000104588 | BRACKET,MOUNTING | Regulator Mount, Galv, suit 100A Regulator, EE Dwg A4 889392-01 (scm) | Line Support Equip
002433142 | BRACKET,MOUNTING | for Pole Termination Bracket to Separate Cables, EE Dwg 991860-01 | Line Support Equip
000604006 | BRACKET,MOUNTING | HV EDOs & Isolating Links, Direct to Pole, Dwg 903731-01 (scm) | Line Support Equip
000105120 | BRACKET,MOUNTING | ACR Control Box, Hinged Mounting Bracket 1 x Left & 1 x Right Bracket per Set, Assembled, Dwg 911590-01 (scm) | Line Support Equip
002417152 | BRACKET,MOUNTING | Crossarm, Rural Intermediate, suit 2700 Crossarm & Concrete Pole, EE Dwg 917260-05 Issue B (Set of 2, 1 x Left & 1 x Right) (scm) | Galv Products
002418895 | BRACKET,MOUNTING | Galv Steel, for Mounting Service Fuse on Transformer Pole, EE Dwg 930914-01 | Line Support Equip
002459758 | BRACKET,MOUNTING | DIN Rail Bracket, for Amtex APK25 DC/DC Converter (require 2 x brackets per converter) | Communications
002418952 | BRACKET,MOUNTING | Neutral Terminal, 250 x 32 x 6mm, Galv Steel, 3 Holes, for Bundle Switch, EE Dwg 919996-01 | Line Support Equip
000406271 | BRACKET,MOUNTING | Clamp, for attaching Crossarms, Transformers & other equipment to a Concrete Pole, CA Dwg 905379-01 (scm) | Line Support Equip
000104534 | BRACKET,MOUNTING | Support Clamp, Galv, Fibre Optic Cable, Dwg 884359-01 (scm) | Line Support Equip
000406203 | BRACKET,MOUNTING | Service Fuse, Dwg 22-A4-206 Rev B | Line Support Equip
000405847 | BRACKET,MOUNTING | Regulator Control Box Mount, Dwg 872551-01 (scm) | Line Support Equip
000104453 | BRACKET,MOUNTING | Pole Mount, Twin Voltage Regulators, EE Dwg 872319-01 (scm) | Line Support Equip
000405883 | BRACKET,MOUNTING | Trident Intermediate, Galv, Dwg 875169-01 (scm) | Line Support Equip
000405920 | BRACKET,MOUNTING | Switch Fuse, Galv, LV, ABC Twin, Dwg 875234-01 (scm) | Line Support Equip
002434223 | BRACKET,MOUNTING | Street Light, Minor Road, 0.5m Outreach, Galv Steel, MI3, EQTS 05-02-01, Dwg 10-3-3-1 (scm) | Street Lighting Poles
002434991 | BRACKET,MOUNTING | Pin Top Insulator | Hardware & Tools
002434983 | BRACKET,MOUNTING | Ratchet Strap Assy, suit Crossarm & Pole Mounting | Hardware & Tools
002435014 | BRACKET,MOUNTING | MK10A Meter Hanging Clip, Metal, suit Domestic & Commercial Electricity Meters | Metering Delivery
002453462 | BRACKET,MOUNTING | Surge Arrester Bracket, for Crossarm, Galv Steel, EE Dwg 1048172-01 (scm) | O/Head Line
002417202 | BRACKET,MOUNTING | Crossarm, Urban Strain/Termination, suit 2400 Crossarm & Concrete Pole, EE Dwg 917260-03 (Set of 2, 1 x Left & 1 x Right) (scm) | Galv Products
000104500 | BRACKET,MOUNTING | Hook, 16mm, suit Mounting on Concrete or Wood Poles (P25) (scm) | O/Head Line
002404833 | BRACKET,MOUNTING | Adapter, 11kV Surge Diverter Mounting, to MEB Line Hareware Dwg 12/50 (scm) | Galv Products
002408748 | BRACKET,MOUNTING | Bridging Insulator, Galv Steel, Stamp with "IIN 2408748", EE Dwg ES000776-01 EE Dwg 905348-02 item 2 | Subtransmission
002408730 | BRACKET,MOUNTING | Backing Plate, 75 x 12 x 370mm Lg, Galv Steel, Stamp with "IIN 2408730", EE Dwg ES000733-01 | Subtransmission
002454205 | BRACKET,MOUNTING | Mid Pole Mount, S/Steel, for Gas Insulated Enclosed Air Break | Switchgear Distribution
002454213 | BRACKET,MOUNTING | Top Pole Mount, S/Steel, for Gas Insulated Enclosed Air Break | Switchgear Distribution
002452159 | BRACKET,MOUNTING | Mid Pole Mount, for Enclosed Gas Switch, AK Power (scm) | Switchgear Distribution
002452167 | BRACKET,MOUNTING | Top Pole Mount, for Enclosed Gas Switch, AK Power (scm) | Switchgear Distribution
000405835 | BRACKET,MOUNTING | Stand Off, Galv, Dwg 01-13-04-B | Galv Products
002451581 | BRACKET,MOUNTING | DIN Rail Bracket, for Media Converter | Communications
002400752 | BRACKET,MOUNTING | Support Down Rod, 66kV, ABS Concrete Pole Mounting, 12.5m, Dwg 10/107 | Galv Products
002481133 | BRACKET,MOUNTING | Bracket Kit for SABRE Ranger 5000 | Meters
000405843 | BRACKET,MOUNTING | Transformer Mount, Dwg 972475-01 | Galv Products
002403837 | BRACKET,MOUNTING | HV Cable Termination, Dwg SC-21267 | Galv Products
002417210 | BRACKET,MOUNTING | Crossarm, Urban Strain/Termination, suit 2700 Crossarm & Concrete Pole, EE Dwg 917260-04 (Set of 2, 1 x Left & 1 x Right) (scm) | Galv Products
002481661 | BRACKET,MOUNTING | RAM Mounts Short Double Socket Arm Size B | Tools & Equipment
000104203 | BRACKET,MOUNTING | Mains Connection Box, 120 x 120 x 120mm, Pole Mounted (scm) | O/Head Line
002449130 | BRACKET,MOUNTING | Arrester/Post Insulator Mounting Bracket, 250 x 150 x 5mm RHS, 22 Dia Mounting Holes, Dwg 10010639-01-Rev A | Subtransmission
002481638 | BRACKET,MOUNTING | RAM Mounts X-Grip IV Universal Cradle | Tools & Equipment
000403299 | BRACKET,MOUNTING | Security Light, Galv, Pole Mount, Double Light, Outreach, Dwg 19-A2-1234/2 Rev A | Street Lights
002418960 | BRACKET,NEUTRAL | Terminal, 250 x 50 x 6, Tinned Cu, 5 Holes, for Bundle Switch, EE Dwg 903934-02 | Galv Products
002495299 | BRACKET,PIPE | Downrod Guide, suit 50NB Pipe, Dwg 70532/2 | Subtransmission
002403913 | BRACKET,PIPE | Clamp, Galv, 60mm | Line Support Equip
002449064 | BRACKET,RAISER | Single Circuit OHEW Raiser, 132kV, 1450mm Lg, 150 x 6 SHS, Steelwork, Dwg ES000621-01, EE Dwg 5-2-1012 | Subtransmission
002402325 | BRACKET,RAISER | LD, 1800 x 100 x 100 x 6mm RHS, Galv Steel, 11kV Termination, NQ Dwg SD10-0117-01 | Line Support Equip
002402322 | BRACKET,RAISER | 1800 x 102 x 102 x 6.3mm RHS, Galv Steel 66kV O/Head Earth Termination, 8.4kN Rating, to ASNZS 4680, NQ Dwg SD10-0017-01 | Crossarms
002443992 | BRACKET,RAISER | HD, Right Hand OHEW Raiser to 405 Tip Pole, Dwg ES000734-01 (scm) | Crossarms
002449072 | BRACKET,RAISER | Double Circuit OHEW Raiser, 132kV, 1450mm Lg, 150 x 6 SHS, Steelwork, Dwg ES000622-01, EE Dwg 5-2-1013 | Subtransmission
002437051 | BRACKET,RAISER | Antenna Mounting Pole, Hockey Stick, J Mount | Communications
002449080 | BRACKET,RAISER | Single Circuit OHEW Raiser, Extended, 132kV, 1450mm Lg, 150 x 6 SHS, Steelwork Dwg ES000623-01, EE Dwg 5-2-1014 | Subtransmission
002416485 | BRACKET,RAISER | Pole Top Raiser Bracket to Wood/Concrete Pole, 2250mm Lg, Galv Steel, Rating & S/Code No. Stamped on SHS after HDG, EE Dwg 1057702-01 (scm) | Galv Products
002402321 | BRACKET,RAISER | 1800 x 102 x 51mm Channel, Galv Steel, 66kV O/Head Earth Intermediate, 4.8kN Rating, to ASNZS 4680, NQ Dwg SD10-0017-01 (maintenance) | Crossarms
000020199 | BRACKET,RAISER | Extension, Galv Steel, SHS, 800mm Ext, 100 x 100 x 5mm, 1490mm Lg, 9kN MWT, for u/w Metal Xarm, EQTS 01-03-01 | Galv Products
002402323 | BRACKET,RAISER | 2150 x 102 x 51mm Channel, Galv Steel, SWER Intermediate, NQ Dwg SD10-0117-01 | Crossarms
002404321 | BRAID,WIRE | Tinned Cu, 48/10/.254mm, 100m Roll | O/Head Line
000104804 | BRAID,WIRE | Cu, 448/0.25mm, 25 x 300mm, Soft Drawn, Electrical Grounding, for Earthing ABS | General Hardware
002401763 | BRAID,WIRE | Cu, 448/0.25mm, 25 x 550mm, Soft Drawn, Electrical Grounding, for Earthing ABS | O/Head Line
002401798 | BRAID,WIRE | Cu, 448/0.10mm, 25mm x 100m Roll Soft Drawn, Electrical Grounding | O/Head Line
002499242 | BRAID,WIRE | Cu, 100A, 25 x 400mm, M14 holes, Soft Drawn, Electrical Grounding | O/Head Line
002403178 | BRAID,WIRE | Flat, Cu, 300mm Lg, 300A Rated c/w Solid Terminals, 12mm Bolt Connection, for Earthing Strap | O/Head Line
002401438 | BRAID,WIRE | Tinned Cu, 25mm W, 136A Rating | O/Head Line
002078867 | BRAKE SHOE | AE1 Load Tap-Changer | Substation
002453082 | BREAKER,PAVING | Demolition Hammer, 240V Earth Rod Driver, 2 Handles (Front & Straight) c/w 380mm Lg Point Chisel & 533mm Lg 110mm W Spade & Carry Case | Hardware & Tools
002455046 | BREATHER | Omni-tuff, 6.5kg Capacity, Desiccant Silica Gel, 3 Connections 3/4" BSP & 1" BSP & Flange Mount c/w Oil Bath & e-Gel (Orange Unspent, Green Spent) | General Hardware
002455061 | BREATHER | Omni-tuff, 10.5kg Capacity, Desiccant Silica Gel, 3 Connections 3/4" BSP & 1" BSP & Flange Mount c/w Oil Bath & e-Gel (Orange Unspent, Green Spent) | General Hardware
002454999 | BREATHER | Omni-tuff, 0.4kg Capacity, Desiccant Silica Gel, 3/4" BSP Connection c/w Oil Bath & e-Gel (Orange Unspent, Green Spent) | General Hardware
002455004 | BREATHER | Omni-tuff, 0.8kg Capacity, Desiccant Silica Gel, 3/4" BSP Connection c/w Oil Bath & e-Gel (Orange Unspent, Green Spent) | General Hardware
002455020 | BREATHER | Omni-tuff, 2.8kg Capacity, Desiccant Silica Gel, 3/4" BSP Connection c/w Oil Bath & e-Gel (Orange Unspent, Green Spent) | General Hardware
002494524 | BRIDGE,TERMINAL BLOCK | Type FBS 4-6, Plug-in Jumper, 4 Positions, 6.2mm Pitch, Red, Pack of 50 | Substation Batteries
000021421 | BRIDGE,TERMINAL BLOCK | Type FBI 10-10, Fixed Bridge, 76A, 10 Posn, 10mm, Screw Mtg, Silver, suit Terminal Type UK10N, Pack of 10 | Hardware & Tools
000021425 | BRIDGE,TERMINAL BLOCK | Type FBI 2-15, Fixed Bridge, 150A, 2 Posn, 15mm, Screw Mtg, Silver, suit Terminal Type UK35, Pack of 10 | Hardware & Tools
000021422 | BRIDGE,TERMINAL BLOCK | Type EB 10-10, Insertion Bridge, 70A, 10 Posn, 10mm, Gray, suit Terminal Type UK10N, Pack of 10 | Hardware & Tools
000021426 | BRIDGE,TERMINAL BLOCK | Type FBI 3-15, Fixed Bridge, 150A, 3 Posn, 15mm, Screw Mtg, Silver, suit Terminal Type UK35, Pack of 10 | Hardware & Tools
000021427 | BRIDGE,TERMINAL BLOCK | Type EB 10-15, Insertion Bridge, 110A, 10 Posn, 15.25mm, Gray, suit Terminal Type UK35, Pack of 10 | Hardware & Tools
000021414 | BRIDGE,TERMINAL BLOCK | Type EB 10-8, Insertion Bridge, 57A, 10 Posn, 8mm, Gray, suit Terminal Type UK6N, Pack of 10 | Hardware & Tools
000021413 | BRIDGE,TERMINAL BLOCK | Type FBI 10-8, Fixed Bridge, 57A, 10 Posn, 8mm, Screw Mtg, Silver, suit Terminal Type UK6N, Pack of 10 | Hardware & Tools
000021437 | BRIDGE,TERMINAL BLOCK | Type FBI 10-6, Fixed Bridge, 34A, 10 Posn, 6.2mm, Screw Mtg, Silver, suit Terminal Type UDK4, Pack of 10 | Hardware & Tools
002465615 | BRUSH,PAINT | Sash Tool Brush, 30mm, 70 Series Brush, Timber Handle, Nickel Plated Ferrule | Remote Generation
002429090 | BRUSH,WIRE,SCRATCH | Conductor Cleaning Brush, V Type, S/Steel, Universal & Sunrise Stick Connection, Replaceable Brushes | Hardware & Tools
002491793 | BRUSH,WIRE,SCRATCH | Replacement, Madi DogBone Brush Pads | Hardware & Tools
002491785 | BRUSH,WIRE,SCRATCH | Madi Conductor Brush, DogBone, for Cu & Al, Lightweight, Snap Ring, with Loctite 222 Threadlocker on Threads | Hardware & Tools
002499317 | BRUSH,WIRE,SCRATCH | Madi Conductor Brush, FlatRound, for Flat & Round Connections, Lightweight, Snap Ring, Hi-Vis Green | Hardware & Tools
002484061 | BRUSH,WIRE,SCRATCH | Conductor Cleaning Brush, Semi-Tubular Shape Type, Sunrise Attachment (Live Line Tools) | Tools & Equipment
002429108 | BRUSH,WIRE,SCRATCH | Replacement Brushes, S/Steel, for V Type Conductor Cleaning Brushes (Box of 10) | Hardware & Tools
000017846 | BRUSH,WIRE,SCRATCH | Conductor Cleaning Brush, V Type, S/Steel, Shotgun Stick Connection, Replaceable Brushes | Hardware & Tools
001811177 | BRUSH,WIRE,SCRATCH | Cu, Black | Hardware & Tools
001811169 | BRUSH,WIRE,SCRATCH | SB Type, S/Steel 12mm Lg Exposed, Cylindrical 60mm Dia, Plastic Body, Blue, 140mm Lg, for Al Based Conductors, Pack of 5 | Hardware & Tools
002448173 | BUCKLE | 6.35mm, S/Steel Bandit Clip | Tools & Equipment
000406303 | BUCKLE | suit 10mm S/Steel Band (P100) (scm) | Line Hardware
000406307 | BUCKLE | suit 16mm S/Steel Band (P100) | Line Hardware
000406311 | BUCKLE | suit 19mm S/Steel Band (scm) | Line Hardware
000012060 | BUCKLE | Open Type, Corrosion Resistant, suit 31.8mm S/Steel Strapping (P25) | Line Hardware
000104597 | BUSBAR | Tubular, Al Alloy 6101-T6 or 6063-T6, 8m Lg, 50mm OD, 4mm Thk Wall (Mill run min 14 lengths) | Busbar and Fittings
002453447 | BUSBAR | Al, Earth Plate & Bar c/w Removable Cover (scm) | O/Head Line
002400493 | BUSBAR | Tubular, Al Alloy 6061-T6 or 6063-T6, 6.5m Lg, 40mm OD, 3mm Thk Wall | Misc Aluminium
002400483 | BUSBAR | Round, Brass, 3.6m Lg, 7.94mm Dia | Busbar and Fittings
002476505 | BUSBAR | Tubular, Silver Plated, 97mm Lg, Complete Connection Piece, for use in Magnefix/Hazemeyer MD4 RMU | Tools & Equipment
002404555 | BUSBAR | Flat, Cu, 4m Lg, 40 x 6.3mm, Hard Drawn, Round Edge | Busbar and Fittings
002404554 | BUSBAR | Flat F/R, Tinned Cu, 4m Lg, 100 x 6.3mm, Hard Drawn, Round Edge | Busbar and Fittings
002404551 | BUSBAR | Flat, Cu, 4m Lg, 25 x 6.3mm, Hard Drawn, Round Edge | Busbar and Fittings
001909113 | BUSBAR | Flat, Cu, 4m Lg, 50.8 x 6.35mm, Hard Drawn, Round Edge | Busbar and Fittings
001909105 | BUSBAR | Flat, Cu, 4m Lg, 38.1 x 6.35mm, Hard Drawn, Round Edge | Busbar and Fittings
001909032 | BUSBAR | Flat, Cu, 4m Lg, 31.75 x 3.175mm, Hard Drawn, Round Edge | Busbar and Fittings
000001439 | BUSBAR | Tubular, Cu, 5.8m Lg, 25.4mm (1") OD, 1.63mm (16 SWG) Thk Wall | Busbar and Fittings
002400485 | BUSBAR | Tubular, Al Alloy 6061-T6 or 6063-T6, 8m Lg, 50mm OD, 6mm Thk Wall | Misc Aluminium
000104595 | BUSBAR | Tubular, Al Alloy 6101-T6 or 6063-T6, 8m Lg, 80mm OD, 4mm Thk Wall | Busbar and Fittings
002476539 | BUSBAR | Tubular, Silver Plated, 31mm Lg, Complete Connection Piece, for use in Magnefix/Hazemeyer MD4 RMU | Tools & Equipment
002496545 | BUSBAR | Pole to Blade Connector, Cape River East StatCom | Substation Accessories
002476513 | BUSBAR | Tubular, Silver Plated, 139mm Lg, Pre-Mid 90s Connecting Top, Complete Connection Piece, for use in Magnefix/Hazemeyer MD4 RMU | Tools & Equipment
002476521 | BUSBAR | Tubular, Silver Plated, 85mm Lg, Pre-Mid 90s Connecting Centre, Complete Connection Piece, for use in Magnefix/Hazemeyer MD4 RMU | Tools & Equipment
000104599 | BUSBAR | Tubular, Al Alloy 6101-T6 or 6063-T6, 8m Lg, 100mm OD, 4mm Thk Wall (Mill run min 14 lengths) | Misc Aluminium
002425858 | BUSBAR | Flat, Cu Strap, 4m Lg, 25 x 2.5mm, Earthing, TS 03-03-01 (scm) | Busbar and Fittings
002462414 | BUSBAR | Tubular, Al Alloy 6063-T6, 8m Lg, 80mm OD, 6mm Thk Wall (Mill run min 20 lengths) | Busbar and Fittings
002406219 | BUSBAR | Flat, Cu Strap, 38 x 3.2mm, Earthing, 18kg Coils | Busbar and Fittings
002400491 | BUSBAR | Flat, Cu, 4m Lg, 80 x 10mm, Hard Drawn, Square Edge | Busbar and Fittings
002400490 | BUSBAR | Flat, Cu, 4m Lg, 63 x 6mm, Hard Drawn, Square Edge | Busbar and Fittings
002400489 | BUSBAR | Flat, Cu, 4m Lg, 50 x 6mm, Hard Drawn | Busbar and Fittings
002400488 | BUSBAR | Flat, Cu, 4m Lg, 50 x 3mm, Hard Drawn, Square Edge | Busbar and Fittings
002400487 | BUSBAR | Flat, Bare Cu, 4m Lg, 38 x 3mm, Hard Drawn, Square Edge | Busbar and Fittings
002400486 | BUSBAR | Flat, Cu, 4m Lg, 25.4 x 3.18mm, Hard Drawn, Square Edge | Busbar and Fittings
002425866 | BUSBAR | Flat, Annealed Cu, 4m Lg, 40 x 4mm, Round Edge, TS 03-03-01 (scm) | Busbar and Fittings
002405943 | BUSBAR | Flat, Cu, 4m Lg, 80 x 6.3mm, Hard Drawn, Round Edge | Busbar and Fittings
001911231 | BUSBAR | Flat, Cu, 38.1 x 3.18mm, Earthing, 18kg Coils | Busbar and Fittings
002405939 | BUSBAR | Flat, Cu, 25.4 x 3.18mm, Earthing, Round Edge, 20kg Coils | Busbar and Fittings
000030086 | BUSBAR | Flat, Tinned Cu, 4m Lg, 38.1 x 3.18mm with radius corners R/C | Busbar and Fittings
000001440 | BUSBAR | Tubular, Cu, 5.8m Lg, 38.1mm (1-1/2") OD 1.63mm (16 SWG) Thk Wall, Hard Drawn, High Conductivity | Busbar and Fittings
001911622 | BUSBAR | Tubular, Cu, 5.5m Lg, 25.4mm OD, 4.05mm Thk Wall, Conductivity, Aust Std | Busbar and Fittings
002496388 | BUSBAR | Pole Connector, Cape River East StatCom | Substation Accessories
002494425 | BUSBAR | Comb, Act9, 12 Module, 2 Pole, 100A | Substation Batteries
002486710 | BUSBAR | Comb, Acti9, 12 Module, 1 Pole, 100A | Communications
000168575 | BUSBAR | Phase Connection, 80 x 40 x 6mm, for Underground Pillars (P10) (scm) | U/G Equipment
002453058 | BUSBAR | Tubular, Al Alloy 6101-T6 or 6063-T6, 10m Lg, 100mm OD, 6mm Thk Wall (Mill run min 11 lengths) | Busbar and Fittings
000104596 | BUSBAR | Tubular, Al Alloy 6101-T6 or 6063-T6, 8m Lg, 125mm OD, 6mm Thk Wall | Misc Aluminium
002489581 | BUSBAR KIT | Mounting Kit XL-KIT-006, for Crompton XL8A Range | Remote Generation
002074217 | BUSHING | Tee-Off Bush, 11kV, 3Ph RMU, GEC | U/G Equipment
002484673 | BUSHING | Synthetic Bushings for 33kV GEC JB424 CBs | Substation
002471407 | BUSHING | Filter Frame Bushing, 25mm Lg, 25.4mm ID Black Neoprene Plastic, for Hino Canopy | Remote Generation
002404226 | BUSHING ASSEMBLY,HV | 15/25kV, 200A, DeadBreak Bushing Insert, IEC Interface A, EPDM Rubber, suit Elastimold Bushing Well K1601PC-S1 | U/G Accessories
000000255 | BUSHING ASSEMBLY,HV | 33kV, 2650A, Grey | Network Spares
000000283 | BUSHING ASSEMBLY,HV | Model 350/800, 66kV, 535ml Stem, Grey, Haefely, Item 16 | Network Spares
000000280 | BUSHING ASSEMBLY,HV | 66kV, Brown, Item 27 | Network Spares
002455582 | BUSHING ASSEMBLY,HV | Model Spez123, 110kV, 400A, S/N-68D52327L, Bushing Id # 5, SW Spares | Network Spares
000000285 | BUSHING ASSEMBLY,HV | 33kV, 5MBA, Grey, Wilson, Item 20 | Network Spares
000000259 | BUSHING ASSEMBLY,HV | HD4, 33kV, 2000A, Grey | Network Spares
000000267 | BUSHING ASSEMBLY,HV | 22kV, 85A, Grey, NZ Insulators, Item 9 | Network Spares
000000270 | BUSHING ASSEMBLY,HV | 33kV, Brown, Item 25 | Network Spares
002455616 | BUSHING ASSEMBLY,HV | Model Spez36, 33kV, 100A, S/N-68D52646L, Bushing Id # 8, SW Spares | Network Spares
000000268 | BUSHING ASSEMBLY,HV | 22kV, 500A, Grey | Network Spares
002455608 | BUSHING ASSEMBLY,HV | Model GOB 325/800A, 66kV, S/N-78299, Bushing Id # 7, SW Spares | Network Spares
000000281 | BUSHING ASSEMBLY,HV | 132kV, 600A, Grey, NGK | Network Spares
002455590 | BUSHING ASSEMBLY,HV | Model Spez73, 66kV, 400A, S/N-66D50578L, Bushing Id # 6, SW Spares | Network Spares
000000256 | BUSHING ASSEMBLY,HV | HD2, 22kV, 2000A, Grey, CF | Network Spares
002455798 | BUSHING ASSEMBLY,HV | 33kV, 1600A, S/N-558-30, Bushing Id # 28, SW Spares | Network Spares
000000271 | BUSHING ASSEMBLY,HV | 11kV, Brown, Prosperine Mill, Item 10 | Network Spares
002455723 | BUSHING ASSEMBLY,HV | Model GOB 380, 66kV, 800A, S/N-245664, Bushing Id # 19, SW Spares | Network Spares
000000264 | BUSHING ASSEMBLY,HV | 33kV, 800A, Grey | Network Spares
000000284 | BUSHING ASSEMBLY,HV | 33/11kV, Grey, GEC, TS 20-74 Item 18 | Network Spares
002455707 | BUSHING ASSEMBLY,HV | Model Spez73, 66kV, 400A, S/N-74D58373, Bushing Id # 17, SW Spares | Network Spares
000000266 | BUSHING ASSEMBLY,HV | 22kV, Grey, Item 12 | Network Spares
000000263 | BUSHING ASSEMBLY,HV | HD2, 22kV, 2650A, Grey, WTC | Network Spares
000000252 | BUSHING ASSEMBLY,HV | Model GOB 350/800, 66kV, 755ml Stem, Grey, ABB | Network Spares
000000250 | BUSHING ASSEMBLY,HV | Model GOB 550/800, 132/110kV, ABB | Network Spares
000000282 | BUSHING ASSEMBLY,HV | 11kV, 850A, NZ Insulators Assy | Network Spares
002455822 | BUSHING ASSEMBLY,HV | Model Spez36, 33kV, 1000A, S/N-68D52642, Bushing Id # 31, SW Spares | Network Spares
002078018 | BUSHING ASSEMBLY,HV | 11kV, GEC, OC Dwg B3120367 | Network Spares
002455699 | BUSHING ASSEMBLY,HV | Model Spez73, 66kV, 400A, S/N-61F507533, Bushing Id # 16, SW Spares | Network Spares
002455731 | BUSHING ASSEMBLY,HV | Model GOB 380, 66kV, 800A, S/N-245666, Bushing Id # 20, SW Spares | Network Spares
002455657 | BUSHING ASSEMBLY,HV | Model Spez123, 66kV, 400A, S/N-68D5238, Bushing Id # 12, SW Spares | Network Spares
000000286 | BUSHING ASSEMBLY,HV | 11kV, 10MVA, 33/11, Grey, GEC, Item 19 | Network Spares
002455806 | BUSHING ASSEMBLY,HV | 33kV, 1600A, S/N-558-19, Bushing Id # 29, SW Spares | Network Spares
002455566 | BUSHING ASSEMBLY,HV | Model Spez73, 66kV, 400A, S/N-66D50573L, Bushing Id # 1, SW Spares | Network Spares
000000272 | BUSHING ASSEMBLY,HV | 11kV, Brown, Item 24 | Network Spares
000000276 | BUSHING ASSEMBLY,HV | Model GOB 380/800, 66kV, 585ml Stem, Grey, ABB | Network Spares
002455830 | BUSHING ASSEMBLY,HV | Model Spez36, 33kV, 1000A, S/N-68D52643, Bushing Id # 32, SW Spares | Network Spares
000000258 | BUSHING ASSEMBLY,HV | HD4, 33kV, 800A, Grey, CF | Network Spares
000000278 | BUSHING ASSEMBLY,HV | 66kV, Brown (Used) | Network Spares
000000257 | BUSHING ASSEMBLY,HV | HD3, 33kV, 800A, Grey | Network Spares
002455665 | BUSHING ASSEMBLY,HV | Model Spez73, 66kV, 400A, S/N-61D57538, Bushing Id # 13, SW Spares | Network Spares
002455756 | BUSHING ASSEMBLY,HV | Model WJ61-373, 66kV, S/N-917BH73, Bushing Id # 24, SW Spares | Network Spares
000000261 | BUSHING ASSEMBLY,HV | HD2, 22kV, 800A, Grey, CF | Network Spares
002455624 | BUSHING ASSEMBLY,HV | Model Spez73k, 66kV, 630A, S/N-69D59369, Bushing Id # 9, SW Spares | Network Spares
000000265 | BUSHING ASSEMBLY,HV | 22kV, Grey, NGK | Network Spares
002455764 | BUSHING ASSEMBLY,HV | Model WJ61-343, 66kV, S/N-919BH73, Bushing Id # 25, SW Spares | Network Spares
002455715 | BUSHING ASSEMBLY,HV | Model Spez73, 66kV, 400A, S/N-61D57537, Bushing Id # 18, SW Spares | Network Spares
000000262 | BUSHING ASSEMBLY,HV | HD2, 22kV, 2650A | Network Spares
002455640 | BUSHING ASSEMBLY,HV | Model Spez73, 66kV, 630A, S/N-69D59371, Bushing Id # 11, SW Spares | Network Spares
002455681 | BUSHING ASSEMBLY,HV | Model Spez73, 66kV, 400A, S/N-66D50577, Bushing Id # 15, SW Spares | Network Spares
002455848 | BUSHING ASSEMBLY,HV | Model Spez36, 33kV, 1000A, S/N-68D52644, Bushing Id # 33, SW Spares | Network Spares
002455814 | BUSHING ASSEMBLY,HV | 33kV, 1600A, S/N-558-29, Bushing Id # 30, SW Spares | Network Spares
002455574 | BUSHING ASSEMBLY,HV | Model Spez123, 110kV, 400A, S/N-68D52329 Bushing Id # 4, SW Spares | Network Spares
002455632 | BUSHING ASSEMBLY,HV | Model Spez73, 66kV, 630A, S/N-69D59368, Bushing Id # 10, SW Spares | Network Spares
002455749 | BUSHING ASSEMBLY,HV | Model Spez123, 110kV, 1600A, S/N-70D52389, Bushing Id # 23, SW Spares | Network Spares
000000269 | BUSHING ASSEMBLY,HV | 33kV, 350A, Brown, NZ Insulators Item 26 | Network Spares
000000275 | BUSHING ASSEMBLY,HV | 66kV, 1250A, 625ml Stem, Grey, NGK | Network Spares
000000254 | BUSHING ASSEMBLY,HV | Model GOB 650/1250, 132kV, ABB | Network Spares
000000277 | BUSHING ASSEMBLY,HV | 66kV, 600A, 530ml Stem, Grey, NGK | Network Spares
002455855 | BUSHING ASSEMBLY,HV | Model Spez36, 33kV, 1000A, S/N-68D52645, Bushing Id # 34, SW Spares | Network Spares
002455780 | BUSHING ASSEMBLY,HV | 33kV, 1000A, S/N-501/18, Bushing Id # 27, SW Spares | Network Spares
000000251 | BUSHING ASSEMBLY,HV | Model GOB 325/800, 66kV, 295ml Stem, Grey, ABB | Network Spares
002455673 | BUSHING ASSEMBLY,HV | Model Spez73, 66kV, 400A, S/N-66D50574, Bushing Id # 14, SW Spares | Network Spares
002455772 | BUSHING ASSEMBLY,HV | 33kV, 1000A, S/N-501/19, Bushing Id # 26, SW Spares | Network Spares
002471555 | BUSHING ASSEMBLY,HV | Model GOB 325/800, 66kV Transformer, Normal Oil End Shield, Porcelain, Grey, 1598mm Lg, 230mm Dia, 555mm Below Tank, 875mm Above Tank, 185mm Flange PCD | Network Spares
000673016 | BUSHING SHIELD | 11kV, for Transformer Bushing, Polythene (MOQ 288) (P72) (scm) | Line Hardware
002462315 | BUSHING SHIELD | Bushing Connection Insulating Cover, suit 22kV NGK Gas Switch | Line Hardware
002462323 | BUSHING SHIELD | Bushing Connection Insulating Cover, suit 11kV NGK Gas Switch | Line Hardware
000673008 | BUSHING SHIELD | 22kV, for Transformer Bushing, Polythene (MOQ 264) (P44) (scm) | Line Hardware
002406972 | BUSHING,ELECTRICAL CONDUIT | Strain Relief, 8.0 x 16.8mm, Right Angle, Nylon, Black, for 2 Core PVC/PVC Flat Cable (MOQ 100) (scm) | U/G Equipment
002400778 | BUSHING,ELECTRICAL CONDUIT | Threaded, Female, 25mm, PVC, Not Weather Proof (P50) | Conduit & Fittings
000177642 | BUSHING,SLEEVE | Inline, suit 10-35mm2 HV Cable | U/G Equipment
002427292 | BUSHING,SLEEVE | Inline Boot, suit 11kV, XLPE Cable 35-400mm2 & 11kV ABB SafeLink RMU, suit Bushing Dia 46-70mm, Raychem RCAB4120 or Equiv (3 per Set) (scm) | U/G Equipment
002458222 | BUSHING,SLEEVE | Elbow Boot, suit 11kV, XLPE Cable 240-400mm2 & 11kV FBX RMU, suit Bushing 46-70mm Dia, 3M TP-500 or Equiv (3 per Set) (scm) | U/G Equipment
002454833 | CABINET,ELEC EQUIP | LV Distribution, GRP, 9 x 100A Fuse Carriers, UV Stabilised, for use in Residential areas | U/G Equipment
002454841 | CABINET,ELEC EQUIP | Base, LV Distribution, GRP 500mm, UV Stabilised, suit CNI & Residential Cabinets | U/G Equipment
002458586 | CABINET,ELEC EQUIP | LV Distribution, GRP, UV Stabilised, configured to house a Protection IED (scm) | U/G Equipment
002454825 | CABINET,ELEC EQUIP | LV Distribution, GRP, 2 x 630A Fuse Switches & 3 x 32A Fuses for Street Lights, UV Stabilised, for use in CNI areas | U/G Equipment
002497402 | CABINET,ELEC EQUIP | Outdoor Cubicle, Front/Rear Doors, Vents Top & Bottom, 600 x 600mm Base, 1220mm H c/w HD Shelf, 450 x 440mm, 19" 1RU, 2mm Zinc Seal, Dwgs 403-510 & 501-104 | Substation Accessories
002456440 | CABINET,ELEC EQUIP | Battery Expansion Cubicle, suit s/codes 2452944 & 2452951, 600W x 600D x 2200H c/w Shelves, Circuit Breakers, Cabling for up to 4 x 48V Battery Strings, suit | Communications
000104315 | CABINET,ELEC EQUIP | LV Distribution, 6 Module c/w 1 x 1000A Isolator, 2 x 630A Fuse Switches, 3 x Fuse 100A Auxiliary Supply Panel, All Non-lockable External Panels to be | U/G Equipment
000004152 | CABINET,ELEC EQUIP | RA5 Cubicle, Rear Access 45U, 800 x 800mm Base, c/w Duct, Rail & Bars, Mesh Rear Door | Fabricated Metalware
000004151 | CABINET,ELEC EQUIP | RA4 Cubicle, Rear Access 45U, 800 x 600mm Base, c/w Duct, Rail & Bars, Mesh Rear Door | Fabricated Metalware
000004150 | CABINET,ELEC EQUIP | RA3 Cubicle, Rear Access 45U, 600 x 600mm Base, c/w Duct, Rail & Bars, Mesh Rear Door | Fabricated Metalware
000004149 | CABINET,ELEC EQUIP | RA2 Cubicle, Rear Access 48U, 600 x 600mm Base, c/w Duct, Rail & Bars, Mesh Rear Door | Fabricated Metalware
000004148 | CABINET,ELEC EQUIP | RA1 Cubicle, Rear Access 48U, 800 x 800mm Base, c/w Duct, Rail & Bars, Mesh Rear Door | Fabricated Metalware
000004147 | CABINET,ELEC EQUIP | FA2 Cubicle, Front Access 45U, Swing Frame Rack, 800 x 800mm Base, c/w Duct, Rail & Bars | Fabricated Metalware
000004146 | CABINET,ELEC EQUIP | FA1 Cubicle, Front Access 48U, Swing Frame Rack, 800 x 800mm Base, c/w Duct, Rail & Bars, Dwg 1042892-01 | Fabricated Metalware
002454858 | CABINET,ELEC EQUIP | Base Extension, LV Distribution, GRP 500mm, UV Stabilised, suit Residential Cabinets in flood prone areas | U/G Equipment
002466068 | CABINET,ELEC EQUIP | Outdoor Power Cabinet, 15U Type 2 Fan/Filter c/w 1 x Battery Shelf & Dual Skin, Ext IP55 Galv Steel & Inner Thermal Insulation, EMKA Locking System | Communications
002456432 | CABINET,ELEC EQUIP | Battery Expansion Cubicle, suit s/code 2452936, 600W x 600D x 2200H c/w Shelves, Circuit Breakers, Cabling for up to 4 x 48V Battery Strings, suit | Communications
002489128 | CABINET,ELEC EQUIP | Pwr Quality Analyser, 700 x 500 x 250mm, refer Dwgs S00101464-01 & S00101464-02, for Substations Application, fully assembled at Banyo Workshop | Substation Accessories
000010020 | CABINET,ELEC EQUIP | Distribution Board, Main, 48V DC, Communications, ETS 2005/659/T(46A) | Communications
002497493 | CABINET,ELEC EQUIP | FA1P Cubicle, Front Access, 48U, Swing Frame Rack, 800 x 800mm Base c/w Duct, Rail & Bars, S10016363-03 | Fabricated Metalware
002489326 | CABINET,ELEC EQUIP | Pwr Quality Analyser, 700 x 500 x 250mm, refer Dwgs S00101464-03 & S00101464-04, for Non-Substation Application, fully Assembled at Banyo Workshop | Substation Accessories
002495315 | CABINET,ELEC EQUIP | CT Marshalling Box, S/Steel, Phoenix Contacts Terminals, Dwg S10013183 | Substation Accessories
002497071 | CABINET,ELEC EQUIP | Pwr Quality Analyser, 700 x 500 x 250mm, refer Dwgs S00101464-04 & S00101464-05, for Outdoor Non-Substations Application, fully assembled at Banyo Workshop | Substation Accessories
002447753 | CABINET,ELEC EQUIP | 19" Quantum Rack, 45RU, 600mm D c/w Front/Rear Doors, Lockable Sides, Top Panel, Earth Bar, Cable Support Panels, Slotted Vertical DIN Rail & Duct with | Communications
002497501 | CABINET,ELEC EQUIP | FA2P Cubicle, Front Access, 45U, Swing Frame Rack, 800 x 800mm Base c/w Duct, Rail & Bars, S10016363-03 | Fabricated Metalware
002495323 | CABINET,ELEC EQUIP | VT Marshalling Box, S/Steel, Phoenix Contacts Terminals, Dwg S10013180 | Substation Accessories
002489672 | CABLE | CT Cable, 15m, All Voltages, suit Alpha Cordex Charger | Substation Batteries
002489680 | CABLE | Temperature Sensor Cable, 30m, All Voltages, suit Alpha Cordex Charger | Substation Batteries
XSOMX0032 | CABLE | Non Energy Qld Specified Cable, for use by Energy Supplies Only | Energy Supplies
002453686 | CABLE ASSEMBLY,SPECIAL PURPOSE,ELEC | X10DR X-Ponder to Radio Interface Cable, 1.5m Lg, suit Tait TM70/80/9000 DB15 | Communications
002487171 | CABLE ASSEMBLY,SPECIAL PURPOSE,ELEC | Battery Spade Assy, 1.6m c/w 7A Fuse, for ADVC2/3 Controller to connect extra Batteries | Switchgear Distribution
002475226 | CABLE ASSEMBLY,SPECIAL PURPOSE,ELEC | Omron CS1 Series, I/O Connecting Cable, 0.7m Lg, for Backplane & Expansion Backplanes | Remote Generation
000022927 | CABLE ASSEMBLY,SPECIAL PURPOSE,ELEC | Control Cable N, Umbilical, 9m Lg, 400 x 200mm, suit ADVC Controller | Protection
000022928 | CABLE ASSEMBLY,SPECIAL PURPOSE,ELEC | Control Cable U/W/RL, Umbilical, 9m Lg, 400 x 200mm, suit ADVC Controller | Protection
002453678 | CABLE ASSEMBLY,SPECIAL PURPOSE,ELEC | X10DR X-Ponder to Interface Box Cable, 0.5m Lg, DB15 F/M Connectors | Communications
000003280 | CABLE ASSY SET,ELEC | Inverter 26C Ribbon, 44" Lg, St George STATCOM | Substation Accessories
000003281 | CABLE ASSY SET,ELEC | Inverter 26C Ribbon, 45" Lg, St George STATCOM | Substation Accessories
000003282 | CABLE ASSY SET,ELEC | Inverter 26C Ribbon, 48" Lg, St George STATCOM | Substation Accessories
000003283 | CABLE ASSY SET,ELEC | Inverter 26C Ribbon, 49" Lg, St George STATCOM | Substation Accessories
000003276 | CABLE ASSY SET,ELEC | Inverter 26C Ribbon, 31" Lg, St George STATCOM | Substation Accessories
000003277 | CABLE ASSY SET,ELEC | Inverter 26C Ribbon, 32" Lg, St George STATCOM | Substation Accessories
000003279 | CABLE ASSY SET,ELEC | Inverter 26C Ribbon, 36" Lg, St George STATCOM | Substation Accessories
000003278 | CABLE ASSY SET,ELEC | Inverter 26C Ribbon, 34" Lg, St George STATCOM | Substation Accessories
000003274 | CABLE ASSY SET,ELEC | Inverter 26C Ribbon, 23" Lg, St George STATCOM | Substation Accessories
000003275 | CABLE ASSY SET,ELEC | Inverter 26C Ribbon, 26" Lg, St George STATCOM | Substation Accessories
002443554 | CABLE ASSY,FIBRE OPTIC | Patch Lead, 5m Lg, FC-FC Connectors, 3 Fibre D-Series, SMOF MIL Spec, 2 Core, 5mm Jacket, Black | Communications
002443570 | CABLE ASSY,FIBRE OPTIC | Patch Lead, 10m Lg, FC-LC Connectors, 5 Fibre D-Series, SMOF MIL Spec, 2 Core, 5mm Jacket, Black | Communications
002459899 | CABLE ASSY,FIBRE OPTIC | Patch Lead, 20m Lg, FC-ST Connectors, Duplex SMOF, 3mm Jacket, Yellow | Communications
002459873 | CABLE ASSY,FIBRE OPTIC | Patch Lead, 1m Lg, LC-LC Connectors, Duplex SMOF, 3mm Jacket, Yellow | Communications
002452571 | CABLE ASSY,FIBRE OPTIC | Pigtail, 1.5m Lg, LC Connector, Tight Buffered Fibre, SMOF, Yellow | Communications
002443802 | CABLE ASSY,FIBRE OPTIC | Patch Lead, 10m Lg, LC-LC Connectors, 7 Fibre D-Series, SMOF MIL Spec, 2 Core, 5mm Jacket, Black | Communications
002456085 | CABLE ASSY,FIBRE OPTIC | Patch Lead, 8m Lg, ST-ST Connectors, 2 Fibre D-Series, MMOF, 2 Core, MIL Spec Riser Cable, 5mm Jacket, Black | Communications
002498152 | CABLE ASSY,FIBRE OPTIC | Pigtail, 1.5m Lg, SC Connector, Tight Buffered Fibre, SMOF, Yellow | Communications
002498145 | CABLE ASSY,FIBRE OPTIC | Pigtail, 1.5m Lg, E2000/APC Connector, OM3 | Communications
002498137 | CABLE ASSY,FIBRE OPTIC | Pigtail, 1.5m Lg, LC/UPC Connector, OM3 | Communications
002443562 | CABLE ASSY,FIBRE OPTIC | Patch Lead, 10m Lg, FC-FC Connectors, 4 Fibre D-Series, SMOF MIL Spec, 2 Core, 5mm Jacket, Black | Communications
002449353 | CABLE ASSY,FIBRE OPTIC | Patch Lead, 5m Lg, LC-LC Connectors, 2 Fibre D-Series, MMOF MIL Spec, 2 Core, 5mm Jacket, Black | Communications
002452563 | CABLE ASSY,FIBRE OPTIC | Pigtail, 1.5m Lg, ST Connector, Tight Buffered Fibre, 62.5/125 MMOF, Natural | Communications
002443588 | CABLE ASSY,FIBRE OPTIC | Patch Lead, 20m Lg, FC-LC Connectors, 6 Fibre D-Series, SMOF MIL Spec, 2 Core, 5mm Jacket, Black | Communications
002443844 | CABLE ASSY,FIBRE OPTIC | Patch Lead, 20m Lg, ST-ST Connectors, 2 Fibre D-Series, MMOF, 2 Core, MIL Spec Riser Cable, 5mm Jacket, Black | Communications
002452555 | CABLE ASSY,FIBRE OPTIC | Pigtail, 1.5m Lg, FC Connector, Tight Buffered Fibre, SMOF, Yellow | Communications
002459881 | CABLE ASSY,FIBRE OPTIC | Patch Lead, 10m Lg, FC-ST Connectors, Duplex SMOF, 3mm Jacket, Yellow | Communications
002456077 | CABLE ASSY,FIBRE OPTIC | Patch Lead, 3m Lg, ST-ST Connectors, 2 Fibre D-Series, MMOF, 2 Core, MIL Spec Riser Cable, 5mm Jacket, Black | Communications
002454882 | CABLE ASSY,FIBRE OPTIC | Pigtail, 1.5m Lg, SC/APC Connector, Tight Buffered Fibre, SMOF, Yellow | Communications
002443836 | CABLE ASSY,FIBRE OPTIC | Patch Lead, 10m Lg, ST-ST Connectors, 2 Fibre D-Series, MMOF, 2 Core, MIL Spec Riser Cable, 5mm Jacket, Black | Communications
002443547 | CABLE ASSY,FIBRE OPTIC | Patch Lead, 5m Lg, FC-ST Connectors, 2 Fibre D-Series, SMOF MIL Spec, 2 Core, 5mm Jacket, Black | Communications
002488161 | CABLE ASSY,PWR,ELEC | AC Power Cord, 250V, 3 Core, 10A, 2m Lg, Mains Plug to IEC-C5 Connector, AS/NZS 3112 3 Pin Outlet | Communications
002459055 | CABLE ASSY,PWR,ELEC | Ribbon, 10 Way, IDC Connectors c/w Strain Relief & Lock in Tabs, Control Wire Harness, Module to Module, suit GUSS | CSI (Solar Power)
002448314 | CABLE ASSY,RADIO FREQUENCY | RS232 Port A, 1m Lg, DB9 Female to DB9 Female, Pin-out Config, WSOS Connection between Schneider Electric Advanced Controller & Cybertec Modem, | Communications
002497964 | CABLE ASSY,RADIO FREQUENCY | 1 x HDR-E50 to 24AWG Free End, 15m | Communications
002491728 | CABLE ASSY,RADIO FREQUENCY | Y-Cable, 2 x HDR-E50 to BNC Connector, 2.8m | Communications
002491710 | CABLE ASSY,RADIO FREQUENCY | 2 x HDR-E50 to Y-Join to 24AWG Free End, 3.5m | Communications
000025019 | CABLE ASSY,RADIO FREQUENCY | Type 4S Master-Slave, 600V, Black Cat5e, 3 x RJ45, 65 x 70 x 1450mm Lg Y-Cable, for Modem to Interface, Moulded Black RJ45 to M/Slave Meter & Grey RJ45 Term | Metering Delivery
002492460 | CABLE ASSY,RADIO FREQUENCY | 1.5m DB25-M Right Angle to RJ45 Black Custom Cable Assembly, to connect GE Orbit modem to Nulec CAPM5 P9 | Communications
002465649 | CABLE ASSY,RADIO FREQUENCY | Type 9006, 0.8m Lg, N Plug to SMA Plug, Pre-made Coaxial Cable | Communications
002438356 | CABLE ASSY,RADIO FREQUENCY | Type CNT400, 3m Lg, N Plug to N Plug, Pre-made Coaxial Cable | Communications
002448306 | CABLE ASSY,RADIO FREQUENCY | RS232 Port C, 1m Lg, DB9 Male to DB9 Female, Pin-out Config, DNP Connection between Schneider Electric Advanced Controller & Cybertec Modem, | Communications
002438349 | CABLE ASSY,RADIO FREQUENCY | Type 9006, 0.5m Lg, N Plug to SMA Plug, Pre-made Coaxial Cable | Communications
002437044 | CABLE ASSY,RADIO FREQUENCY | RS232 P9, 1m Lg, WSOS Connection between Nulec Recloser & Cybertec Modem, EE Dwg 974851-01 | Communications
002437036 | CABLE ASSY,RADIO FREQUENCY | RS232 P8, 600mm Lg, DNP Connection between Nulec Recloser & Cybertec Modem, EE Dwg 974851-01 | Communications
002492858 | CABLE ASSY,RADIO FREQUENCY | 1.5m Long DB9-M to RJ45-M Black Custom Cable Assembly, to Connect GE Orbit Modem to Cooper CL6 Eng Acc Port | Communications
002448280 | CABLE ASSY,RADIO FREQUENCY | RS232 P9, 1.5m Lg, RJ45 to DB9 Male, Pin-out Config, WSOS Connection between Nulec Recloser & P25 Modem, EE Dwg 1037942-01 | Communications
002443869 | CABLE ASSY,RADIO FREQUENCY | Comms, 15m Lg, D37M to 2 Cable x 4 Symmetrical Quads, Shielded 120 Ohm Stub suit Alcatel 1662 A21E1 T1/2/3 | Communications
002443851 | CABLE ASSY,RADIO FREQUENCY | Comms, 5m Lg, D37M to 2 Cable x 4 Symmetrical Quads, Shielded 120 Ohm Stub suit Alcatel 1662 A21E1 T1/2/3 | Communications
002456713 | CABLE ASSY,RADIO FREQUENCY | FSFB, 50m Lg, Flexi System Fibre B, ETS 2011/0259/T | Communications
002448272 | CABLE ASSY,RADIO FREQUENCY | RS232 P8, 500mm Lg, RJ45 to DB25 Female, Pin-out Config, DNP Connection between Nulec Recloser & P25 Modem, EE Dwg 1037942-01 | Communications
002492452 | CABLE ASSY,RADIO FREQUENCY | 1m DB25-F to RJ45 Black Custom Cable Assembly, to Connect GE Orbit Modem to Nulec CAPM5 P8 | Communications
002492445 | CABLE ASSY,RADIO FREQUENCY | 1m DB9-F to RJ45 Black Custom Cable Assembly, to Connect GE Orbit Modem to Schneider ADVC2 | Communications
002492759 | CABLE ASSY,RADIO FREQUENCY | PolyPhaser TSX-NFF Type N F/F Bulkhead Coaxial Surge Protector, 698MHz - 2.7GHz, DC Block, 500W, IP67, 40kA | Communications
002455384 | CABLE ASSY,RADIO FREQUENCY | Cable for Modem to Interface to Meters, Type 8P8C to 8P8C Connection, UL2464, 26/28AWG, 8C, 300V, 80oC, Paper Jacket, Black, OD 4.5+/- o.1mm, RJ45 Modular | Meters
000025078 | CABLE ASSY,RADIO FREQUENCY | Crossover Cable, 600V, Green Cat5, 150mm Lg Y-Cable, RJ45 & RS232 Connectors for Modem & Smart Hub Ports | Metering Delivery
002459865 | CABLE BASKET | FOSC-D, Loose Tube Storage Basket, Capacity 24 x 2.6m, 3mm OD Loose Tube, for Closure Joint Box | Communications
002427854 | CABLE BOX ASSEMBLY | LV, Air Cable Box, suit 11kV, 500kVA Groundmount Transformer c/w Busbar, Flexible Connections, Bolts & Nuts, JTS 02-03-01 Item 12 | Distribution Transformers
002427896 | CABLE BOX ASSEMBLY | LV, Air Cable Box, suit 22kV, 500kVA Groundmount Transformer c/w Busbar, Flexible Connections, Bolts & Nuts, ETS 02-03-02 Item 4 | Distribution Transformers
002427888 | CABLE BOX ASSEMBLY | LV, Air Cable Box, suit 11kV, 1500kVA Groundmount Transformer c/w Busbar, Flexible Connections, Bolts & Nuts, JTS 02-03-01 Item 15 | Distribution Transformers
002406149 | CABLE BOX ASSEMBLY | 11kV O/D, HS 120/185 | U/G Equipment
002406147 | CABLE BOX ASSEMBLY | Egerton Closure/Resin Boxes | U/G Equipment
002427912 | CABLE BOX ASSEMBLY | LV, Air Cable Box, suit 22kV, 1500kVA Groundmount Transformer c/w Busbar, Flexible Connections, Bolts & Nuts, ETS 02-03-02 Item 6 | Distribution Transformers
002427862 | CABLE BOX ASSEMBLY | LV, Air Cable Box, suit 11kV, 750kVA Groundmount Transformer c/w Busbar, Flexible Connections, Bolts & Nuts, JTS 02-03-01 Item 13 | Distribution Transformers
002427870 | CABLE BOX ASSEMBLY | LV, Air Cable Box, suit 11kV, 1000kVA Groundmount Transformer c/w Busbar, Flexible Connections, Bolts & Nuts, JTS 02-03-01 Item 14 | Distribution Transformers
002427904 | CABLE BOX ASSEMBLY | LV, Air Cable Box, suit 22kV, 1000kVA Groundmount Transformer c/w Busbar, Flexible Connections, Bolts & Nuts, ETS 02-03-02 Item 5 | Distribution Transformers
002439271 | CABLE GLAND | Gland Plate Kit to suit 35mm 22kV Cable, for Entry to RM6 22kV Switchgear with Config SSFS or FSFS, 145mm Phase Centres for 1 Switch or Fuse (scm) | U/G Equipment
002456499 | CABLE GLAND | Brass, A2 Compression Fitting, M50 OD, 29.5- 38.1mm, Non-armoured c/w Brass Locknuts, IP66 (P2) (scm) | U/G Equipment
002439263 | CABLE GLAND | Gland Plate Kit to suit 35mm 22kV Cable, for Entry to RM6 22kV Switchgear, 107mm Phase Centres, for 1 Switch (scm) | U/G Equipment
002400897 | CABLE GLAND | Nylon, M25, 11-17mm OD, 15mm Lg Thread, A/F 32.0mm, Black, IP68 | U/G Equipment
002400895 | CABLE GLAND | Nylon, M40, 19-28mm OD, 18mm Lg Thread, A/F 49.2mm, Black, IP68 | Hardware & Tools
002437937 | CABLE GLAND | Metal, 185mm2 & 240mm2 GN/YE Covered Cu Conductor Cable, IP66, Non-armoured A2-32, Dwg # EESS-10031-04 | U/G Equipment
002400894 | CABLE GLAND | Brass, 83mm c/w Armour Clamp (CABUS) | U/G Equipment
002438422 | CABLE GLAND | Brass, A2 Compression Fitting, M82 OD, 65.0 - 74.0mm, Non-armoured c/w Brass Locknuts | U/G Equipment
002464998 | CABLE GLAND | Nylon, M16, 5-10mm OD, 15mm Lg Thread, A/F 21.8mm, Black, IP68 | Remote Generation
002438398 | CABLE GLAND | Brass, A2 Compression Fitting, M50 OD, 34.5 - 43.5mm, Non-armoured c/w Brass Locknuts | U/G Equipment
002438372 | CABLE GLAND | Brass, A2 Compression Fitting, M32 OD, 20.5 - 26.5mm, Non-armoured c/w Brass Locknuts | U/G Equipment
002438364 | CABLE GLAND | Brass, A2 Compression Fitting, M25 OD, 14.5 - 20.5mm, Non-armoured c/w Brass Locknuts | U/G Equipment
002438406 | CABLE GLAND | Brass, A2 Compression Fitting, M63 OD, 43.5 - 56.0mm, Non-armoured c/w Brass Locknuts (P2) | U/G Equipment
002400896 | CABLE GLAND | Nylon, M32, 15-21mm OD, 15mm Lg Thread, A/F 41.5mm, Black, IP68 | U/G Equipment
002439289 | CABLE GLAND | Gland Plate Kit c/w Cable Clamps & Support Plate, to suit 630mm 22kV Cable, for Entry to RM6 22kV Switchgear, 107mm Phase Centres, for 1 Switch (scm) | U/G Equipment
002438380 | CABLE GLAND | Brass, A2 Compression Fitting, M40 OD, 26.5 - 34.5mm, Non-armoured c/w Brass Locknuts | U/G Equipment
002437929 | CABLE GLAND | Metal, 70 - 150mm2 GN/YE Covered Cu Conductor Cable, IP66, Non-armoured A2-25, Dwg # EESS-10031-04 | U/G Equipment
002439297 | CABLE GLAND | Gland Plate Kit c/w Cable Clamps & Support Plate, to suit 630mm 22kV Cable, for Entry to RM6 22kV Switchgear with Config SSFS or FSFS, 145mm Phase Centres | U/G Equipment
002434033 | CABLE GLAND | Non-Metalic, Compression Fitting, 30.0 - 38.0mm2 Dia Cable (scm) | Hardware & Tools
002402762 | CABLE GLAND | Nylon, M20, 8-13mm OD, 15mm Lg Thread, A/F 26.3mm, Black, IP68 | Hardware & Tools
002438430 | CABLE GLAND | Brass, A2 Compression Fitting, M90 OD, 73.0 - 82.0mm, Non-armoured c/w Brass Locknuts | U/G Equipment
002456598 | CABLE GLAND | Brass, A2 Compression Fitting, M63 OD, 32- 42mm, Non-armoured c/w Brass Locknuts, IP68 (P2) (scm) | U/G Equipment
002438414 | CABLE GLAND | Brass, A2 Compression Fitting, M75 OD, 56.0 - 65.0mm, Non-armoured c/w Brass Locknuts | U/G Equipment
000171013 | CABLE GLAND | Heatshrink, 72mm Max Dia, Single Entry | U/G Equipment
001001101 | CABLE TIE | Nylon, Natural, 138 x 4mm (P100) | Hardware & Tools
001001100 | CABLE TIE | Nylon, Natural, 102 x 3mm (P100) | Hardware & Tools
001001110 | CABLE TIE | Nylon, Black, 430 x 4.8mm, UV Resistant (P100) (scm) | Hardware & Tools
002400776 | CABLE TIE | Nylon, Black, 200 x 4.8mm, UV Resistant (P100) | Hardware & Tools
002405374 | CABLE TIE | Nylon, Black, 140 x 3.6mm, UV Resistant (P100) | Hardware & Tools
001001104 | CABLE TIE | Nylon, Natural, 380 x 7.6mm (P100) | Hardware & Tools
001001113 | CABLE TIE | S/Steel 316, 360 x 4.6mm Panduit # MLT4S-CP316 (or equivalent) | Hardware & Tools
002465078 | CABLE TIE | Nylon, Black, 360.68 x 4.83mm, Weather & UV Resistant | Hardware & Tools
002465060 | CABLE TIE | Nylon, Black, 340.36 x 6.86mm, Weather & UV Resistant | Hardware & Tools
002465045 | CABLE TIE | Nylon, Black, 139.7 x 3.6mm, Weather & UV Resistant | Hardware & Tools
002400777 | CABLE TIE | Nylon, Black, 300 x 8mm, UV Resistant (P100) (scm) | O/Head Line
002434769 | CABLE TIE | Nylon, Black, 530 x 9mm, UV Resistant (P100) | O/Head Line
002404285 | CABLE TIE | Nylon, Black, 550 x 13mm, UV Resistant UHD (P100) | O/Head Line
001001102 | CABLE TIE | Nylon, Natural, 200 x 4.8mm (P100) (scm) | Hardware & Tools
002472058 | CABLE TIE | Nylon, Green, 200 x 2.5mm, Pack of 100 | Hardware & Tools
002472041 | CABLE TIE | Nylon, Light Duty, 200 x 2.5mm, Pack of 100 | Hardware & Tools
002407076 | CABLE TIE | Strap, 15m Roll, suitable for use with Service Cable (scm) | Hardware & Tools
002407075 | CABLE TIE | Head, suitable for use with Service Cable Tie Strap (P25) (scm) | Hardware & Tools
002403467 | CABLE TIE | Nylon, Black, 370 x 7.6mm, UV Resistant Self Locking, Minimum Proof Tensile Strenght 22kgs, for Indoor & Outdoor Applications (P100) | Hardware & Tools
002465052 | CABLE TIE | Nylon, Black, 185.67 x 4.83mm, Weather & UV Resistant | Hardware & Tools
002443448 | CABLE,FIBRE OPTIC | U/Ground/External Single Tube, 12 Core Loose Tube, MMOF 62.5/125um, Bending Radius 196mm Under Full Load, c/w Nylon Oversheath for Termite Protection, may | Communications
002443455 | CABLE,FIBRE OPTIC | U/Ground/External Single Tube, 6 Core Loose Tube, MMOF 62.5/125um, Bending Radius 196mm Under Full Load, c/w Nylon Oversheath for Termite Protection, may | Communications
002461804 | CABLE,FIBRE OPTIC | Aerial, 96 Fibres SMOF, ADSS, Short Span, Dry Core | Cables
000021854 | CABLE,FIBRE OPTIC | Aerial, 72 Fibres SMOF, ADSS, Short Span (0-250mm), 12.6mm Dia, Drum Dia 1400/840/1065, 4000m Drum | Cables
002481901 | CABLE,FIBRE OPTIC | U/Ground, Ploughed, 72 Fibres SMOF, Tensile 6kN, Crush 4kN, c/w Termite & Rodent Protection, 4000m Drum | Cables
002481893 | CABLE,FIBRE OPTIC | U/Ground, 72 Fibres SMOF, c/w Termite & Rodent Protection, 4000m Drum | Cables
002481885 | CABLE,FIBRE OPTIC | U/Ground, DTS, 4 Fibres SMOF, 4 Fibres MMOF, OM3, c/w Termite Protection, 4000m Drum | Cables
000104765 | CABLE,FIBRE OPTIC | Aerial, ADSS, Short Span, Dry Core, 12 Fibres, SMOF (4000m Drum) | Cables
002417921 | CABLE,FIBRE OPTIC | Aerial, OPGW, 11.4mm Dia, 24 Fibres, SMOF, 4000m Drum | Cables
000020675 | CABLE,FIBRE OPTIC | Aerial, 48 Fibres SMOF, OPGW, 14.5mm Dia Rating 14.85kA/0.5Sec & 10.7kA/1Sec, Breaking Load 65kN, Central Core S/Steel Tube, Left Hand Lay | Cables
002481851 | CABLE,FIBRE OPTIC | Aerial, 72 Fibres SMOF, OPGW, 14.0mm Dia 15.8kA, 4000m Drum | Cables
000024830 | CABLE,FIBRE OPTIC | Aerial, 72 Fibres SMOF, OPGW, 11.1mm Dia 4.9kA, Left Hand Lay, 4000m Drum | Cables
002483345 | CABLE,FIBRE OPTIC | U/Ground, 48 Fibres, SMOF (G652.d), HS1 Design, Gel Filled Loose Tubes, 12 Fibres per Tube, Central Strenght Member PE/Nylon/Nonmtl Armour/PE Sheath, | Cables
000104444 | CABLE,FIBRE OPTIC | Aerial, ADSS, Short Span, Dry Core, 36 Fibres, SMOF, ETS 03-01-07 (4000m Drum) | Cables
000104443 | CABLE,FIBRE OPTIC | Aerial, ADSS, Long Span, Dry Core, 36 Fibres, SMOF, ETS 03-01-07 (4000m Drum) | Cables
000104439 | CABLE,FIBRE OPTIC | Aerial, ADSS, Long Span, Dry Core, 48 Fibres, SMOF, ETS 03-01-07 (4000m Drum) | Cables
002481877 | CABLE,FIBRE OPTIC | U/Ground, Ploughed, 72 Fibres SMOF, Tensile 6kN, Crush 3kN, c/w Termite Protection, 4000m Drum | Cables
002481869 | CABLE,FIBRE OPTIC | U/Ground, 72 Fibres SMOF, c/w Termite Protection, 4000m Drum | Cables
002481927 | CABLE,FIBRE OPTIC | U/Ground, DTS, 4 Fibres SMOF, 4 Fibres MMOF, OM3, c/w Termite & Rodent Protection, 4000m Drum | Cables
002481919 | CABLE,FIBRE OPTIC | U/Ground, 24 Fibres MMOF, OM4, c/w Termite & Rodent Protection, 4000m Drum | Cables
002486777 | CABLE,FIBRE OPTIC | U/Ground, Ploughed, 72 Fibres SMOF, Tensile 3kN, Crush 2kN, c/w Termite & Rodent Protection, 4000m Drum | Cables
002486769 | CABLE,FIBRE OPTIC | U/Ground, Ploughed, 72 Fibres SMOF, Tensile 2kN, Crush 2kN, c/w Termite Protection, 4000m Drum | Cables
002481844 | CABLE,FIBRE OPTIC | Aerial, 72 Fibres SMOF, ADSS, Long Span (0-600m), 4000m Drum | Cables
000104442 | CABLE,FIBRE OPTIC | Aerial, ADSS, Short Span, Dry Core, 48 Fibres, SMOF, ETS 03-01-07 (4000m Drum) | Cables
002454759 | CABLE,FIBRE OPTIC | U/Ground, Dry Core, 24 Fibres, SMOF, OTP to OPGW, PE Sheath Wrapped Core, Nylon Jacket, Grey Outer Cover, Termite Protection, Rodent Resistant, AS/CA S008 | Cables
002400211 | CABLE,POWER,ELECTRICAL | 0.6/1kV, 1C, 25mm2 HD Cu, PVC Insulated, Black (19/1.35) (250m Drum) (MOQ 3000m) | Cables
002401380 | CABLE,POWER,ELECTRICAL | U/Ground, 0.6/1kV, 1C, 70mm2 Al, XLPE Insulated | Cables
001541378 | CABLE,POWER,ELECTRICAL | Bldg Wire SDI, 0.6/1kV, 3C, 1mm2 Cu, Circular, Grey (32/0.20) Flexible | Cables
002454874 | CABLE,POWER,ELECTRICAL | 19.1/33kV, 1C, 95mm2 Cu Circular TR-XLPE Insulated/Waterblock Tape/Cu Wire Screen /PVC/HDPE Sheath/Meter Marked, MMOP-26340, AS1429.1:2006 | Cables
002424984 | CABLE,POWER,ELECTRICAL | U/Ground, 19.1/33kV, 1C x 300mm2 Al/ TR-XLPE Insulated/CWS/WBT/LLDPE/HDPE Sheath/Insect Protected, 500m Wood Drum, ETS 04-02-04 (scm) | Cables
002400210 | CABLE,POWER,ELECTRICAL | 0.6/1kV, 1C, 16mm2 (7/1.70) Cu/XLPE (X-90UV) Sheath, Red, 250m Wood Drum, JTS 03-01-08 | Cables
002401198 | CABLE,POWER,ELECTRICAL | 0.6/1kV, 1C, 240mm2 Cu/XLPE (X-90UV) Insul, Black, Metre Marked, 250m Wood Drum, JTS 03-01-08 (scm) | Cables
001543140 | CABLE,POWER,ELECTRICAL | 0.6/1kV, 1C, 185mm2 (37/2.52) Cu/XLPE (X-90UV) Insul, Black, Metre Marked, 250m Wood Drum, JTS 03-01-08 (scm) | Cables
001543133 | CABLE,POWER,ELECTRICAL | 0.6/1kV, 1C, 150mm2 (37/2.25) Cu/XLPE (X-90UV) Insul, Black, Metre Marked, 250m Wood Drum, JTS 03-01-08 (scm) | Cables
001543192 | CABLE,POWER,ELECTRICAL | 0.6/1kV, 1C, 120mm2 (37/2.03) Cu/XLPE (X-90UV) Insul, Black, Metre Marked, 250m Wood Drum, JTS 03-01-08 (scm) | Cables
002402818 | CABLE,POWER,ELECTRICAL | 0.6/1kV, 1C, 95mm2 (37/1.78) Cu/XLPE (X-90UV) Insul, Black, Metre Marked, 250m Wood Drum, JTS 03-01-08 (scm) | Cables
001543176 | CABLE,POWER,ELECTRICAL | 0.6/1kV, 1C, 70mm2 (19/2.14) Cu/XLPE (X-90UV) Insul, Black, Metre Marked, 250m Wood Drum, JTS 03-01-08 (scm) | Cables
002429991 | CABLE,POWER,ELECTRICAL | U/Ground, 12.7/22kV, Triplex, 1Cx35mm2 Al/TR-XLPE Insulated/(40/0.85) CWS/HDPE/ PVC WBT/Insect Protected/Nylon Jacket, 500m Steel Drum, ETS 04-01-12 (scm) | Cables
002422855 | CABLE,POWER,ELECTRICAL | Multiple Stranded, 12.7/22kV, 1C, 300mm2 Tin Annealed Cu, Insulated XR-EP90 | Cables
002497683 | CABLE,POWER,ELECTRICAL | Flexible, 0.6/1kV, 1C, 120mm2 Cu, X-HF-110 Orange/HFS-110-TP Black, Double Insulated, 250m Drum, AS5000.1 | Cables
002433068 | CABLE,POWER,ELECTRICAL | T/former Dropper, 1000A, LV Flexible Connection, suit for use in LV Cable Box on Groundmount T/formers (scm) | U/G Cables & Accsry Equip
002453371 | CABLE,POWER,ELECTRICAL | Aerial, AAAC/1120, 22kV, 1 x 120mm2 XLPE Insulated c/w Waterblock Compound (scm) | Cables
002429934 | CABLE,POWER,ELECTRICAL | U/Ground, 12.7/22kV, Triplex, 1Cx185mm2 Al/TR-XLPE Insulated/(48/1.35) CWS/ Semiconduct WBT/Polylaminate Al, 500m Steel Drum, ETS 04-01-12 (scm) | Cables
002429926 | CABLE,POWER,ELECTRICAL | U/Ground, 12.7/22kV, 1C x 630mm2 Al/ TR-XLPE Insulated/(52/1.53) CWS/ Semiconduct/WBT/Polylaminate Al, 500m Steel Drum, ETS 04-01-12 (scm) | Cables
002406943 | CABLE,POWER,ELECTRICAL | U/Ground, 0.6/1kV, 2C x 16mm2 (7/1.70) Cu/PVC Insulated/Neutral Screen/PVC Sheath/Nylon Jacket, 250m Wood Drum, ETS 03-01-05 | Cables
002400260 | CABLE,POWER,ELECTRICAL | U/Ground, 0.6/1kV, 2C x 4mm2 (7/0.85) Cu/PVC Insulated/Neutral Screen/PVC Sheath/Nylon Jacket, 250m Wood Drum, ETS 03-01-05 | Cables
002426096 | CABLE,POWER,ELECTRICAL | U/Ground, 12.7/22kV, 1C x 630mm2 Cu/ TR-XLPE Insulated/WBT/CWS/WBT/HFS-90-TP/ DBT Insect Protected/HFS-90-TP, 500m Wood Drum, ETS 04-05-01 (scm) | Cables
001542773 | CABLE,POWER,ELECTRICAL | 0.6/1kV, 1C x 4mm2 (7/0.85) Cu/PVC (V-90) Sheath, Red, 100m Plastic Spool, JTS 03-01-08 (scm) | Cables
001542781 | CABLE,POWER,ELECTRICAL | 0.6/1kV, 1C x 4mm2 (7/0.85) Cu/PVC (V-90) Sheath, Black, 100m Plastic Spool JTS 03-01-08 | Cables
001542757 | CABLE,POWER,ELECTRICAL | 0.6/1kV, 1C x 2.5mm2 (7/0.67) Cu/PVC (V-90) Sheath, SDI, Green/Yellow, 100m Plastic Spool, JTS 03-01-08 | Cables
001542765 | CABLE,POWER,ELECTRICAL | 0.6/1kV, 1C x 2.5mm2 (7/0.67) Cu/PVC (V-90) Sheath, Grey, 100m Plastic Spool, JTS 03-01-08 | Cables
002426088 | CABLE,POWER,ELECTRICAL | U/Ground, 6.35/11kV, 1C, 800mm2 Cu, TR-XLPE Insulated/Insect Protected/Fire Retardant, ETS 04-05-01 (scm) | Cables
001542722 | CABLE,POWER,ELECTRICAL | 0.6/1kV, 1C x 2.5mm2 (7/0.67) Cu/PVC (V-90) Sheath, White, 100m Plastic Spool JTS 03-01-08 | Cables
001542706 | CABLE,POWER,ELECTRICAL | 0.6/1kV, 1C x 2.5mm2 (7/0.67) Cu/PVC (V-90) Sheath, Red, 100m Plastic Spool, JTS 03-01-08 | Cables
001542749 | CABLE,POWER,ELECTRICAL | 0.6/1kV, 1C x 2.5mm2 (7/0.67) Cu/PVC (V-90) Sheath, Blue, 100m Plastic Spool, JTS 03-01-08 | Cables
001542714 | CABLE,POWER,ELECTRICAL | Bldg Wire, 0.6/1kV, 1C x 2.5mm2 (7/0.67) Cu/PVC (V-90) Sheath, Black, JTS 03-01-08 | Cables
001541009 | CABLE,POWER,ELECTRICAL | Bldg Wire SDI, 0.6/1kV, 2C, 4mm2 Cu PVC Sheath, White (7/0.85) Flat | Cables
002485100 | CABLE,POWER,ELECTRICAL | 0.6/1kV, 4C+E, 95mm2 Cu, X-HF-90/HFS-90-TP/DBT/HFS-90-TP | Cables
002485092 | CABLE,POWER,ELECTRICAL | 0.6/1kV, 2C+E, 4mm2 Cu, X-HF-90/HFS-90-TP | Cables
002485084 | CABLE,POWER,ELECTRICAL | 0.6/1kV, 2C+E, 2.5mm2 Cu, X-HF-90/HFS-90-TP | Cables
002485076 | CABLE,POWER,ELECTRICAL | Control, 0.6/1kV, 20C, 1.5mm2 Cu, X-HF-90/HFS-90-TP | Cables
002465623 | CABLE,POWER,ELECTRICAL | Aerial, AAC/1350, 6.35/11kV, 1 x 240mm2 XLPE Insulated c/w Waterblock Compound, CCT Transformer Wire (1000m Drum) | Cables
002466969 | CABLE,POWER,ELECTRICAL | 0.6/1kV, 4C+E, 70mm2+25mm2 E Cu/X-HF-90 Insul/HFS-90-TP Bedding/DBT/HFS-90-TP, Orange Sheath, Red Wht Blue Blk Grn/Ylw Insul, 500m Wood Drum, JTS 03-01-08 | Cables
002466951 | CABLE,POWER,ELECTRICAL | 0.6/1kV, 4C+E, 35mm2+10mm2 E Cu/X-HF-90 Insul/HFS-90-TP Bedding/DBT/HFS-90-TP, Orange Sheath, Red Wht Blue Blk Grn/Ylw Insul, 500m Wood Drum, JTS 03-01-08 | Cables
002466944 | CABLE,POWER,ELECTRICAL | 0.6/1kV, 4C+E, 25mm2+6mm2 E Cu/X-HF-90 Insul/HFS-90-TP Bedding/DBT/HFS-90-TP, Orange Sheath, Red Wht Blue Blk Grn/Ylw Insul, 500m Wood Drum, JTS 03-01-08 | Cables
002466936 | CABLE,POWER,ELECTRICAL | 0.6/1kV, 4C+E, 16mm2+6mm2 E Cu/X-HF-90 Insul/HFS-90-TP Bedding/DBT/HFS-90-TP, Orange Sheath, Red Wht Blue Blk Grn/Ylw Insul, 500m Wood Drum, JTS 03-01-08 | Cables
002466928 | CABLE,POWER,ELECTRICAL | 0.6/1kV, 4C+E, 6mm2+2.5mm2 E Cu/X-HF-90 Insul/HFS-90-TP Bedding/DBT/HFS-90-TP, Orange Sheath, Red Wht Blue Blk Grn/Ylw Insul, 500m Wood Drum, JTS 03-01-08 | Cables
002466910 | CABLE,POWER,ELECTRICAL | 0.6/1kV, 4C+E, 4mm2+2.5mm2 E Cu/X-HF-90 Insul/HFS-90-TP Bedding/DBT/HFS-90-TP, Orange Sheath, Red Wht Blue Blk Grn/Ylw Insul, 500m Wood Drum, JTS 03-01-08 | Cables
002466902 | CABLE,POWER,ELECTRICAL | 0.6/1kV, 2C+E, 4mm2+2.5mm2 E Cu/X-HF-90 Insul/HFS-90-TP Bedding/DBT/HFS-90-TP, Orange Sheath, Red Blk Grn/Ylw Insul, 500m Wood Drum, JTS 03-01-08 | Cables
002466894 | CABLE,POWER,ELECTRICAL | 0.6/1kV, 2C+E, 6mm2 + 2.5mm2 E Cu/ X-HF-90 Insulated/HFS-90-TP Bedding/DBT/ HFS-90-TP Orange Sheath, Red Black Green/Yellow Insulation, 500m Wood Drum | Cables
002466886 | CABLE,POWER,ELECTRICAL | 0.6/1kV, 2C, 4mm2 Cu/X-HF-90 Insul/ HFS-90-TP Bedding/DBT/HFS-90-TP, Black Sheath, Red & Black Insul, 100m Wood Drum, JTS 03-01-08 | Cables
002466878 | CABLE,POWER,ELECTRICAL | 0.6/1kV, 2C, 50mm2 Cu/X-HF-90 Insul/ HFS-90-TP Bedding/DBT/HFS-90-TP, Black Sheath, Red & Black Insul, 100m Wood Drum, JTS 03-01-08 | Cables
002466860 | CABLE,POWER,ELECTRICAL | 0.6/1kV, 1C, 70mm2 Cu/X-HF-90 Insul/ HFS-90-TP Bedding/DBT/HFS-90-TP, Black Sheath, Black Insul, 100m Wood Wood Drum, JTS 03-01-08 | Cables
002466852 | CABLE,POWER,ELECTRICAL | 0.6/1kV, 1C, 70mm2 Cu/X-HF-90 Insul/ HFS-90-TP Bedding/DBT/HFS-90-TP, Black Sheath, Red Insul, 100m Wood Wood Drum, JTS 03-01-08 | Cables
002401382 | CABLE,POWER,ELECTRICAL | U/Ground, 0.6/1kV, 4C, 300mm2 Al, XLPE Insulated | Cables
001542862 | CABLE,POWER,ELECTRICAL | 0.6/1kV, 1C x 6mm2 (7/1.04) Cu/PVC (V-90) Sheath, Black, 100m Plastic Spool, JTS 03-01-08 | Cables
001542838 | CABLE,POWER,ELECTRICAL | 0.6/1kV, 1C x 4mm2 (7/0.85) Cu/PVC (V-90) Sheath, Green/Yellow, 100m Plastic Spool, JTS 03-01-08 | Cables
000022113 | CABLE,POWER,ELECTRICAL | Control, 450/750V, 4C, 6mm2 Cu, BCU/PVC/PVC/DBT/PVC, Metallic Screen, (7/1.04) Metre Marked, Numbered Active Cores, 250m Wood Drum, AS5000.3 | Cables
002400251 | CABLE,POWER,ELECTRICAL | Bldg Wire, 0.6/1kV, 1C, 16mm2 Cu, PVC Sheath, Green/Yellow (7/1.70) (100m Drum) | Cables
002466399 | CABLE,POWER,ELECTRICAL | Flexible, 0.6/1kV, 1C, 70mm2 (980/0.30) Cu/X-HF-90/HFS-90-TP, 100m Wood Drum, JTS 03-01-08 | Cables
002466381 | CABLE,POWER,ELECTRICAL | Flexible, 0.6/1kV, 1C, 50mm2 (714/0.30) Cu/X-HF-90/HFS-90-TP, 100m Wood Drum, JTS 03-01-08 | Cables
002466373 | CABLE,POWER,ELECTRICAL | Flexible, 0.6/1kV, 1C, 35mm2 (490/0.30) Cu/X-HF-90/HFS-90-TP, 100m Wood Drum, JTS 03-01-08 | Cables
002466365 | CABLE,POWER,ELECTRICAL | Flexible, 0.6/1kV, 1C, 25mm2 (350/0.30) Cu/X-HF-90/HFS-90-TP, 100m Wood Drum, JTS 03-01-08 | Cables
002466845 | CABLE,POWER,ELECTRICAL | 0.6/1kV, 1C, 240mm2 Cu/X-HF-90 Insul/ HFS-90-TP Bedding/DBT/HFS-90-TP Orange Sheath, Natural Insul, 250m Wood Drum, JTS 03-01-08 | Cables
002466837 | CABLE,POWER,ELECTRICAL | 0.6/1kV, 1C,185mm2 Cu/X-HF-90 Insul/ HFS-90-TP Bedding/DBT/HFS-90-TP Orange Sheath, Natural Insul, 250m Wood Drum, JTS 03-01-08 | Cables
002466829 | CABLE,POWER,ELECTRICAL | 0.6/1kV, 1C, 95mm2 Cu/X-HF-90 Insul/ HFS-90-TP Bedding/DBT/HFS-90-TP Orange Sheath, Natural Insul, 500m Wood Drum, JTS 03-01-08 | Cables
002466811 | CABLE,POWER,ELECTRICAL | 0.6/1kV, 1C, 70mm2 Cu/X-HF-90 Insul/ HFS-90-TP Bedding/DBT/HFS-90-TP Orange Sheath, Natural Insul, 500m Wood Drum, JTS 03-01-08 | Cables
002466985 | CABLE,POWER,ELECTRICAL | 0.6/1kV, 4C+E 400mm2+120mm2 E Cu/X-HF-90 Insul/HFS-90-TP Bedding/DBT/HFS-90-TP, Orange Sheath, Red Wht Blue Blk Grn/Ylw Insul, 100m Wood Drum, JTS 03-01-08 | Cables
002466977 | CABLE,POWER,ELECTRICAL | 0.6/1kV, 4C+E, 240mm2+95mm2 E Cu/X-HF-90 Insul/HFS-90-TP Bedding/DBT/HFS-90-TP, Orange Sheath, Red Wht Blue Blk Grn/Ylw Insul, 100m Wood Drum, JTS 03-01-08 | Cables
002422863 | CABLE,POWER,ELECTRICAL | Multiple Stranded, 38/66kV, 1C , 95mm2 Tin Annealed Cu, Insulated XR-EP90 (37/1.78) | Cables
002433886 | CABLE,POWER,ELECTRICAL | U/Ground, 19/33(36)kV, 1C, 1000mm2 Milliken Stranded WB Al, TRXLPE/WBT/CWS (13.7kA/1Sec)/WBT/LAT/LLDPE/Nyl/MDPE, Graphite Coating, Drum w/Pulling Eye | U/G Cables & Accsry Equip
002433878 | CABLE,POWER,ELECTRICAL | U/Ground, 19/33(36)kV, 1C, 1000mm2 Milliken Stranded WB Al, TRXLPE/WBT/CWS (25kA/1Sec)/WBT/LAT/LLDPE/Nyl/MDPE, Graphite Coating, Drum w/Pulling Eye | U/G Cables & Accsry Equip
002433852 | CABLE,POWER,ELECTRICAL | U/Ground, 19/33(36)kV, 1C, 1000mm2 Milliken Stranded WB Al, TRXLPE/WBT/CWS inc OF(13.7kA/1Sec)/WBT/LAT/LLDPE/Nyl/ MDPE, Graphite Coating, Drum w/Pulling | U/G Cables & Accsry Equip
002433845 | CABLE,POWER,ELECTRICAL | U/Ground, 19/33(36)kV, 1C, 1000mm2 Milliken Stranded WB Al, TRXLPE/WBT/CWS inc OF(25kA/1Sec)/WBT/LAT/LLDPE/Nyl/ MDPE, Graphite Coating, Drum w/Pulling | U/G Cables & Accsry Equip
002424992 | CABLE,POWER,ELECTRICAL | U/Ground, 19/33(36)kV, 1C, 630mm2 Stranded Circ WB Cu, TRXLPE/WBT/CWS inc OF(13.7kA/1Sec)/WBT/LAT/LLDPE/Nyl/MDPE, Graphite Coating, Drum w/Pulling Eye | U/G Cables & Accsry Equip
000105029 | CABLE,POWER,ELECTRICAL | U/Ground, 19/33(36)kV, 1C, 630mm2 Stranded Circ WB Cu, TRXLPE/WBT/CWS (13.7kA/1Sec)/WBT/LAT/LLDPE/Nyl/MDPE, Graphite Coating, Drum w/Pulling Eye | U/G Cables & Accsry Equip
002424968 | CABLE,POWER,ELECTRICAL | U/Ground, 19/33(36)kV, 1C, 630mm2 Stranded Circ WB Cu, TRXLPE/WBT/CWS inc OF(25kA/1Sec)/WBT/LAT/LLDPE/Nyl/MDPE, Graphite Coating, Drum w/Pulling Eye | U/G Cables & Accsry Equip
000105030 | CABLE,POWER,ELECTRICAL | U/Ground, 19/33(36)kV, 1C, 630mm2 Stranded Circ WB Cu, TRXLPE/WBT/CWS (25kA/1Sec)/WBT/LAT/LLDPE/Nyl/MDPE, Graphite Coating, Drum w/Pulling Eye | U/G Cables & Accsry Equip
002478584 | CABLE,POWER,ELECTRICAL | U/Ground, 38/66kV, 1C, 300mm2 Stranded Compacted Circ WB Cu, XLPE/WBT/CAS/ LLDPE/Nyl/MDPE, Graphite Coating | U/G Cables & Accsry Equip
001543184 | CABLE,POWER,ELECTRICAL | 0.6/1kV, 1C, 70mm2 (19/2.14) Cu/XLPE (X-90) Insul, Grn/Ylw, Metre Marked, 250m Wood Drum, JTS 03-01-08 (Not for outdoor use) | Cables
002401190 | CABLE,POWER,ELECTRICAL | 0.6/1kV, 1C x 50mm2 (19/1.78) Annealed Cu/XLPE (X-90UV) Insulated, Black, Metre Marked, 250m Wood Drum, JTS 03-01-08 | Cables
001543095 | CABLE,POWER,ELECTRICAL | 0.6/1kV, 1C, 16mm2 (7/1.70) Cu/XLPE (X-90UV) Insul, Black, Metre Marked, 250m Wood Drum, JTS 03-01-08 (scm) | Cables
002451417 | CABLE,POWER,ELECTRICAL | 0.6/1kV, 4C+E, 400mm2 + 120mm2 E (61/2.88) Cu, X-90 Insulated/HFS-110-TP Bedded/DBT/HFS-110-TP Sheath/Nylon/ HFS-110-TP Sheath, UV Stabilised, | Cables
002451409 | CABLE,POWER,ELECTRICAL | 0.6/1kV, 4C+E, 240mm2 + 95mm2 E (37/2.88) Cu, X-90 Insulated/HFS-110-TP Bedded/DBT/HFS-110-TP Sheath/Nylon/ HFS-110-TP Sheath, UV Stabilised, | Cables
002429918 | CABLE,POWER,ELECTRICAL | U/Ground, 6.35/11kV, 1C x 400mm2 Cu/ TR-XLPE Insulated/(40/1.70) CWS/PVC WBT/ HDPE/Insect Protected/Nylon Jacket, 500m Steel Drum, TS 04-01-11 (scm) | Cables
002433829 | CABLE,POWER,ELECTRICAL | U/Ground, 6.35/11kV, Triplex, 1Cx400mm2 Al/TR-XLPE Insulated/WBT/CWS 13.1kA 1Sec /PVC/MDPE/Nylon Jacket/Insect Protected, 350m Steel Drum, ETS 04-01-11 (scm) | Cables
002433811 | CABLE,POWER,ELECTRICAL | U/Ground, 6.35/11kV, Triplex, 1Cx400mm2 Al/TR-XLPE Insulated/WBT/CWS 13.1kA 1Sec /MDPE, 350m Steel Drum, ETS 04-01-11 | Cables
002429975 | CABLE,POWER,ELECTRICAL | U/Ground, 6.35/11kV, Triplex, 1Cx185mm2 Al/TR-XLPE Insulated/(48/1.35) CWS/HDPE/ PVC WBT/Insect Protected/Nylon Jacket, 450m Steel Drum, ETS 04-01-11 (scm) | Cables
002429967 | CABLE,POWER,ELECTRICAL | U/Ground, 6.35/11kV, Triplex, 1Cx35mm2 Al/TR-XLPE Insulated/(40/0.85) CWS/HDPE/ PVC WBT/Insect Protected/Nylon Jacket, 350m Wood Drum, ETS 04-01-11 (scm) | Cables
002400273 | CABLE,POWER,ELECTRICAL | U/Ground, 0.6/1kV, 4C x 16mm2 Cu/XLPE Insulated/Nylon Jacket/PVC Sheath, 250m Wood Drum, ETS 04-01-04 (scm) | Cables
001632489 | CABLE,POWER,ELECTRICAL | U/Ground, 0.6/1kV, 4C x 16mm2 Cu/XLPE Insulated/PVC Sheath, Black, 250m Wood Drum, ETS 04-01-04 (scm) | Cables
002466316 | CABLE,POWER,ELECTRICAL | Control, 0.6/1kV, 10C x 4mm2 (7/0.85) Cu/X-HF-90 Insulated/HFS-90-TP Bedded/ DBT/HFS-90-TP Sheath, 250m Wood Drum, JTS 04-05-02 | Cables
002466308 | CABLE,POWER,ELECTRICAL | Control, 0.6/1kV, 8C x 4mm2 (7/0.85) Cu/X-HF-90 Insulated/HFS-90-TP Bedded/ DBT/HFS-90-TP Sheath, 500m Wood Drum, JTS 04-05-02 | Cables
002466290 | CABLE,POWER,ELECTRICAL | Control, 0.6/1kV, 4C x 4mm2 (7/0.85) Cu/X-HF-90 Insulated/HFS-90-TP Bedded/ DBT/HFS-90-TP Sheath, 500m Wood Drum, JTS 04-05-02 | Cables
002466282 | CABLE,POWER,ELECTRICAL | Control, 0.6/1kV, 10C x 2.5mm2 (7/0.67) Cu, X-HF-90 Insulated/HFS-90-TP Bedded/ DBT/HFS-90-TP Sheath, 500m Wood Drum, JTS 04-05-02 | Cables
002410371 | CABLE,POWER,ELECTRICAL | U/Ground, 0.6/1kV, 4C x 50mm2 Cu/XLPE Insulated/PVC Sheath/Nylon Jacket/ Sacrifical PVC Sheath, 250m Wood Drum, ETS 04-01-04 (scm) | Cables
002400272 | CABLE,POWER,ELECTRICAL | U/Ground, 0.6/1kV, 4C x 240mm2 Al/XLPE Insulated/Nylon Jacket/PVC Sheath, 500m Wood Drum, ETS 04-01-04 | Cables
002451391 | CABLE,POWER,ELECTRICAL | 0.6/1kV, 4C+E, 70mm2 + 25mm2 E (18/2.35) Cu, X-90 Insulated/HFS-110-TP Bedded/DBT /HFS-110-TP Sheath/Nylon/HFS-110-TP Sheath, UV Stabilised, EESS-10733-01, | Cables
001634155 | CABLE,POWER,ELECTRICAL | U/Ground, 0.6/1kV, 4C x 240mm2 Al, Stranded Sector, XLPE Insulated/PVC Sheath, Metre Marked, 600m Wood Drum, ETS 04-01-04 | Cables
002466274 | CABLE,POWER,ELECTRICAL | Control, 0.6/1kV, 8C x 2.5mm2 (7/0.67) Cu, X-HF-90 Insulated/HFS-90-TP Bedded/ DBT/HFS-90-TP Sheath, 250m Wood Drum, JTS 04-05-02 | Cables
002466266 | CABLE,POWER,ELECTRICAL | Control, 0.6/1kV, 4C x 2.5mm2 (7/0.67) Cu, X-HF-90 Insulated/HFS-90-TP Bedded/ DBT/HFS-90-TP Sheath, 250m Wood Drum, JTS 04-05-02 | Cables
002466258 | CABLE,POWER,ELECTRICAL | Control, 0.6/1kV, 20C x 1.5mm2 (7/0.5) Cu, X-HF-90 Insulated/HFS-90-TP Bedded/ DBT/HFS-90-TP Sheath, 500m Wood Drum, JTS 04-05-02 | Cables
002466241 | CABLE,POWER,ELECTRICAL | Control, 0.6/1kV, 10C x 1.5mm2 (7/0.5) Cu, X-HF-90 Insulated/HFS-90-TP Bedded/ DBT/HFS-90-TP Sheath, 500m Wood Drum, JTS 04-05-02 | Cables
002400259 | CABLE,POWER,ELECTRICAL | Submarine, 12.7/22kV, 3C, 150mm2 WB Cu, XLPE Insulated, WBT/CTS/SC-WBT/WS- YARN/SC-WBT/LAS (CTS+LAS, 8 kA/1s, Non-adiabatic, 3C Combined)/HES/PVC/DBT/ | Cables
002466233 | CABLE,POWER,ELECTRICAL | Control, 0.6/1kV, 6C x 1.5mm2 (7/0.5) Cu, X-HF-90 Insulated/HFS-90-TP Bedded/ DBT/HFS-90-TP Sheath, 500m Wood Drum, JTS 04-05-02 | Cables
002453363 | CABLE,POWER,ELECTRICAL | Aerial, CCT, AAAC/1120, 6.35/11kV, 1 x 120mm2 XLPE (X-90UV) Insulated c/w Waterblock Compound, Grey, 600m Composite Drum, JTS 03-03-03 (scm) | Cables
000104147 | CABLE,POWER,ELECTRICAL | Aerial, 0.6/1kV, 4 x 10mm2 (7/1.35) HD Cu ABC, HDPE Insulated, 250m Wood Drum, JTS 03-03-02 | Cables
001420068 | CABLE,POWER,ELECTRICAL | Aerial, 0.6/1kV, 2 x 6mm2 (7/1.04) HD Cu ABC, XLPE Insulated, 400m Wood Drum, JTS 03-03-02 (scm) | Cables
000104593 | CABLE,POWER,ELECTRICAL | Aerial, 0.6/1kV, 4 x 25mm2 Al ABC, HDPE Insulated (LVABC), 150m Wood Drum, JTS 03-03-02 | Cables
000104592 | CABLE,POWER,ELECTRICAL | Aerial, 0.6/1kV, 2 x 25mm2 Al ABC, HDPE Insulated (LVABC), 250m Wood Drum, JTS 03-03-02 | Cables
002451383 | CABLE,POWER,ELECTRICAL | 0.6/1kV, 4C+E, 35mm2 + 10mm2 E (18/1.7) Cu, X-90 Insulated/HFS-110-TP Bedded/DBT /HFS-110-TP Sheath/Nylon/HFS-110-TP Sheath, UV Stabilised, EESS-10733-01, | Cables
002451375 | CABLE,POWER,ELECTRICAL | 0.6/1kV, 4C+E, 25mm2 + 6mm2 E (18/1.47) Cu, X-90 Insulated/HFS-110-TP Bedded/DBT /HFS-110-TP Sheath/Nylon/HFS-110-TP Sheath, UV Stabilised, EESS-10733-01, | Cables
002451367 | CABLE,POWER,ELECTRICAL | 0.6/1kV, 4C+E, 16mm2 + 6mm2 E (7/1.72) Cu, X-90 Insulated/HFS-110-TP Bedded/DBT /HFS-110-TP Sheath/Nylon/HFS-110-TP Sheath, UV Stabilised, EESS-10733-01, | Cables
002451359 | CABLE,POWER,ELECTRICAL | 0.6/1kV, 4C+E, 6mm2 + 2.5mm2 E (7/1.04) Cu, X-90 Insulated/HFS-110-TP Bedded/DBT /HFS-110-TP Sheath/Nylon/HFS-110-TP Sheath, UV Stabilised, EESS-10733-01, | Cables
001420051 | CABLE,POWER,ELECTRICAL | Aerial, 0.6/1kV, 4 x 25mm2 Al ABC, XLPE Insulated (LVABC), 200m Wood Drum, JTS 03-03-02 (scm) | Cables
001420045 | CABLE,POWER,ELECTRICAL | Aerial, 0.6/1kV, 2 x 25mm2 Al ABC, XLPE Insulated (LVABC), 320m Wood Drum, JTS 03-03-02 (scm) | Cables
002401151 | CABLE,POWER,ELECTRICAL | Aerial, 0.6/1kV, 4 x 95mm2 Al ABC, HDPE Insulated (LVABC), 500m Steel Drum, JTS 03-03-02 | Cables
002426062 | CABLE,POWER,ELECTRICAL | Aerial, 0.6/1kV, 2 x 95mm2 Al ABC, HDPE Insulated (LVABC), 500m Steel Drum, JTS 03-03-02 (scm) | Cables
001420001 | CABLE,POWER,ELECTRICAL | Aerial, 0.6/1kV, 4 x 95mm2 Al ABC, XLPE Insulated (LVABC), 650m Steel Drum, JTS 03-03-02 (scm) | Cables
001420036 | CABLE,POWER,ELECTRICAL | Aerial, 0.6/1kV, 2 x 95mm2 Al ABC, XLPE Insulated (LVABC), 500m Steel Drum, JTS 03-03-02 (scm) | Cables
002401169 | CABLE,POWER,ELECTRICAL | Aerial, 0.6/1kV, 4 x 50mm2 Al ABC, XLPE Insulated (LVABC), 500m Steel Drum, JTS 03-03-02 | Cables
002401168 | CABLE,POWER,ELECTRICAL | Aerial, 0.6/1kV, 2 x 50mm2 Al ABC, XLPE Insulated (LVABC), 500m Steel Drum, JTS 03-03-02 (scm) | Cables
002442309 | CABLE,POWER,ELECTRICAL | Control, U/G, 450/750V, 4C, 1.5mm2 Cu, PP Fillers, HFI Insulated/DBT Screen/ HFS Sheath/Insect Protected (7/0.50) Metre Marked, SS-5-10.6 (MOQ 1000m) | Cables
002422178 | CABLE,POWER,ELECTRICAL | 0.6/1kV, 2C, 4mm2 Cu, PVC Insulated/ PVC Sheath, Black (7/0.85) Flat (100m Roll) | Cables
002403240 | CABLE,POWER,ELECTRICAL | 0.6/1kV, 2C, 6mm2 Cu, PVC Insulated/ PVC Sheath, Black (7/1.04) (500m Drum) (MOQ 1000m) | Cables
002403230 | CABLE,POWER,ELECTRICAL | Control, U/G, 0.6/1kV, 2C+Earth, 2.5mm2 Cu, PVC Insulated/PVC Sheath (7/0.67) Metre Marked, Cores Numbered | Cables
002402821 | CABLE,POWER,ELECTRICAL | 0.6/1kV, 1C, 185mm2 Cu, XLPE Insulated X90/PVC Sheath Black (37/2.52) (MOQ 100m) | Cables
002401430 | CABLE,POWER,ELECTRICAL | 0.6/1kV, 1C, 95mm2 Cu, PVC Insulated/ XLPE Sheath (37/1.78) Metre Marked | Cables
002448215 | CABLE,POWER,ELECTRICAL | U/Ground, 76/132kV, 1C, 630mm2 Al, Compacted WB/XLPE Insulated/WBT/CWS/ Optic Fibre/WBT/CorrAl Sheath/LLDPE/ Nylon/MDPE c/w Graphite Coating/ | Cables
002448207 | CABLE,POWER,ELECTRICAL | U/Ground, 76/132kV, 1C, 630mm2 Al, Compacted WB/XLPE Insulated/WBT/CWS/ WBT/CorrAl Sheath/LLDPE/Nylon/MDPE c/w Graphite Coating/Insect Protected | Cables
002448199 | CABLE,POWER,ELECTRICAL | U/Ground, 38/66kV, 1C, 1000mm2 Al, Milliken Stranded Compacted WB/XLPE Insulated/WBT/CWS/Optic Fibre/WBT/ CorrAl Sheath/LLDPE/Nylon/MDPE c/w | Cables
002433837 | CABLE,POWER,ELECTRICAL | U/Ground, 19/33kV, 1C, 1000mm2 Al, Waterblock/TR-XLPE Insulated/Waterblock Tape/Cu Wire Screen 13.7kA for 1Sec/ Optical Fibre/LAT/LLDPE/MDPE, | Cables
002401377 | CABLE,POWER,ELECTRICAL | U/Ground, 12.7/22kV, 1C, 35mm2 Al, XLPE Insulated/35mm2 Nom Cu Wire Screen/ PVC Sheath (MOQ 750m) (scm) | Cables
002401205 | CABLE,POWER,ELECTRICAL | Bldg Wire SDI, 0.6/1kV, 2C+Earth, 16mm2 Cu, PVC Sheath, White (7/1.70) Flat (MOQ 500m) | Cables
002401203 | CABLE,POWER,ELECTRICAL | 0.6/1kV, 4C+Earth, 4mm2 Cu, PVC Insulated/PVC Sheath (7/0.85) | Cables
002401199 | CABLE,POWER,ELECTRICAL | Control, 0.6/1kV, 2C, 2.5mm2 Cu, PVC Insulated/PVC Sheath (7/0.67) (MOQ 1000m) | Cables
002401193 | CABLE,POWER,ELECTRICAL | Control, 0.6/1kV, 4C, 4mm2 Cu, PVC Insulated/PVC Sheath (7/0.85) | Cables
001540304 | CABLE,POWER,ELECTRICAL | Conductor, 10mm2 (77/0.40) Tinned Cu Annealed Bare, 100m Wood Drum, JTS 03-03-01 (scm) | Cables
001311142 | CABLE,POWER,ELECTRICAL | Conductor, 35mm2 (19/1.53) Cu Annealed Bare, 250m Drum, ETS 03-03-01 (scm) | Cables
001543109 | CABLE,POWER,ELECTRICAL | Bldg Wire, 0.6/1kV, 1C, 35mm2 Cu, XLPE Sheath, Black (19/1.53) (250m Drum) | Cables
002433860 | CABLE,POWER,ELECTRICAL | U/Ground, 19/33kV, 1C, 1000mm2 Al, Waterblock/TR-XLPE Insulated/Waterblock Tape/Cu Wire Screen 13.7kA for 1Sec/LAT/ LLDPE/MDPE, ETS 04-01-09(13) | Cables
002401145 | CABLE,POWER,ELECTRICAL | 450/750V, 2C, 6mm2 (7/1.04) Cu/PVC Insul /PVC Sheath, White, Flat, 100m Plastic Spool, JTS 03-01-08 | Cables
001541785 | CABLE,POWER,ELECTRICAL | 450/750V, 2C+E, 2.5mm2 (7/0.67) Cu/PVC Sheath, SDI, White, Flat, JTS 03-01-08 (scm) | Cables
001313048 | CABLE,POWER,ELECTRICAL | 0.6/1kV, 1C x 70mm2 (19/2.14) Hard Drawn Cu/XLPE (X-90UV) Insulated, Metre Marked 250m Wood Drum, JTS 03-01-08 (scm) | Cables
001313028 | CABLE,POWER,ELECTRICAL | 0.6/1kV, 1C, 50mm2 (19/1.78) Hard Drawn, Cu/XLPE (X-90UV) Insul, Black, Metre Marked, 250m Wood Drum, JTS 03-01-08 (scm) | Cables
002400240 | CABLE,POWER,ELECTRICAL | Control, U/G, 0.6/1kV, 4C, 10mm2 Cu, PVC Insulated/DBT or Double Cu Tape Screen/PVC Sheath (7/1.35) Metre Marked (MOQ 1000m) | Cables
002400212 | CABLE,POWER,ELECTRICAL | Aerial, 6.35/11kV, 1 x 25mm2 Cu, PE Insulated/PVC Sheath Black (19/1.35) T/former Drop Wire (250m Drum) (MOQ 1000m) | Cables
001631305 | CABLE,POWER,ELECTRICAL | Control, U/G, 0.6/1kV, 4C, 6mm2 Cu, PVC Insulated/UnScreened/PVC Sheath (7/1.04) Metre Marked CTS PS16/007/SE/82 Rev B (250m Drum) (MOQ 1000m) | Cables
001631186 | CABLE,POWER,ELECTRICAL | Control, U/G, 0.6/1kV, 12C, 4mm2 Cu, PVC Insulated/Screen/PVC Sheath (7/0.85) Metre Marked, CTS PS16/007/SE/82 (500m Drum) | Cables
001544083 | CABLE,POWER,ELECTRICAL | U/Ground, 0.6/1kV, 2C, 16mm2 Cu, PVC Double Insulated V75/Neutral Screen (7/1.70) Metre Marked, CTS PS15/002/UME/85 Rev C | Cables
001541808 | CABLE,POWER,ELECTRICAL | Bldg Wire, 0.6/1kV, 1C, 1.5mm2 Cu, PVC Sheath, Black (7/0.50) (MOQ 100m) | Cables
001541807 | CABLE,POWER,ELECTRICAL | Bldg Wire, 0.6/1kV, 1C, 1.5mm2 Cu, PVC Sheath, Red (7/0.50) (MOQ 100m) | Cables
001313021 | CABLE,POWER,ELECTRICAL | 0.6/1kV, 1C, 35mm2 (19/1.53) Hard Drawn, Cu/XLPE (X-90UV) Insul, Metre Marked, 250m Wood Drum, JTS 03-01-08 (scm) | Cables
002401130 | CABLE,POWER,ELECTRICAL | 0.6/1kV, 1C, 25mm2 (19/1.35) Hard Drawn, Cu/XLPE (X-90UV) Sheath, Black, 250m Wood Drum, JTS 03-01-08 (scm) | Cables
001313013 | CABLE,POWER,ELECTRICAL | 0.6/1kV, 1C x 16mm2 (7/1.70) Hard Drawn Cu/XLPE (X-90UV) Insulated, Metre Marked 250m Wood Drum, JTS 03-01-08 (scm) | Cables
002425882 | CABLE,POWER,ELECTRICAL | 0.6/1kV, 1C x 150mm2 (37/2.25) Cu/PVC (V-90) Insulated, Green/Yellow, Metre Marked, 250m Wood Drum, JTS 03-01-08 | Cables
002425874 | CABLE,POWER,ELECTRICAL | 0.6/1kV, 1C x 70mm2 (19/2.14) Cu/PVC (V-90) Insulated, Green/Yellow, Metre Marked, 100m Wood Drum, JTS 03-01-08 | Cables
002401142 | CABLE,POWER,ELECTRICAL | 0.6/1kV, 1C, 16mm2 (7/1.70) Cu/PVC (V-90) Insul, White, 100m Wood Drum, JTS 03-01-08 | Cables
002401141 | CABLE,POWER,ELECTRICAL | 0.6/1kV, 1C, 16mm2 (7/1.70) Cu/PVC (V-90) Insul, Blue, 100m Wood Drum, JTS 03-01-08 | Cables
002401197 | CABLE,POWER,ELECTRICAL | Control, 0.6/1kV, 10C, 4mm2 Cu, PVC Insulated/PVC Sheath (7/0.85) | Cables
002403238 | CABLE,POWER,ELECTRICAL | U/Ground, 6.35/11kV, 3C, 95mm2 Al, PVC Insulated/XLPE Sheath, AS 4026 (MOQ 500m) | Cables
002403237 | CABLE,POWER,ELECTRICAL | U/Ground, 6.35/11kV, 3C, 35mm2 Al, PVC Insulated/XLPE Sheath, AS 4026 (MOQ 250m) | Cables
002401415 | CABLE,POWER,ELECTRICAL | U/Ground, 0.6/1kV, 1C, 6mm2 Cu, Neutral Screen/PVC Insulated/Cu Wire Screen/PVC Sheath Black | Cables
002439123 | CABLE,POWER,ELECTRICAL | 0.6/1kV, 2C+Earth, 4mm2 Cu, Circular, 13.5mm OD, PP Fillers, HFI Insulated/ DBT Screen/HFS Sheath/Insect Protected, Orange (7/0.85) Cores Red Black | Cables
002482800 | CABLE,POWER,ELECTRICAL | Twin & Earth, 2.5mm2, 2.5mm Earth, Pln Annld Cu, Flat TPS, 3V-90 PVC Sheath, Red Black Green/Yellow Cores, White Sheath | Cables
000104614 | CABLE,POWER,ELECTRICAL | U/Ground, 66kV, 3C, 185mm2 Al, Paper Gas Insulated/38/66kV Smooth Al Sheath/PE Sheath/DBT/Hessian Bedding Galv Steel Wire Armour Extruded PE | Cables
002402820 | CABLE,POWER,ELECTRICAL | 0.6/1kV, 1C, 1mm2 Cu, PVC Insulated Red (32/0.20) Flexible (100m Drum) | Cables
002401172 | CABLE,POWER,ELECTRICAL | U/Ground, 0.6/1kV, 1C, 25mm2 Cu, PVC Insulated/PVC Sheath (MOQ 250m) | Cables
002403232 | CABLE,POWER,ELECTRICAL | Control, U/G, 0.6/1kV, 8C+Earth, 6mm2 Cu PVC Insulated/PVC Sheath (7/1.04) Metre Marked, Cores Numbered (MOQ 1000m) | Cables
002439131 | CABLE,POWER,ELECTRICAL | 0.6/1kV, 4C+Earth, 6mm2 Cu, Circular, 21.3mm OD, PP Fillers, HFI Insulated/ DBT Screen/HFS Sheath/Insect Protected, Orange (7/1.04) Earth 2.5mm2 (7/0.67), | Cables
002426153 | CABLE,POWER,ELECTRICAL | U/Ground, 38/66 72.5kV, 1C, 1000mm2 Al, XLPE Insulated/Insect Protected/CWS Rating 25kA 1Sec, ETS 04-03-01 (scm) | Cables
001631291 | CABLE,POWER,ELECTRICAL | Control, U/G, 0.6/1kV, 24C, 1.5mm2 Cu, PVC Insulated/Screen/PVC Sheath (7/0.50) Metre Marked, CTS PS16/007/SE/82 Rev C (250m Drum) (MOQ 1000m) | Cables
002400218 | CABLE,POWER,ELECTRICAL | Aerial, 0.6/1kV, 4 x 95mm2 Al ABC, XLPE Insulated c/w 1 x 16mm2 Street Light Wire, Self Supporting (MOQ 1000m) | Cables
002420099 | CABLE,POWER,ELECTRICAL | Aerial, 22kV, 3 x 120mm2, ABC, Cu Screen c/w SC/GZ, 7.275, Catenary | Cables
001636241 | CABLE,POWER,ELECTRICAL | U/Ground, 6.35/11kV, 3C, 35mm2 Al, XLPE Insulated/LD Screen, Metre Marked, AS 4026(1992) | Cables
002439156 | CABLE,POWER,ELECTRICAL | 0.6/1kV, 4C+Earth, 4mm2 Cu, Circular, 16.3mm OD, PP Fillers, HFI Insulated/ DBT Screen/HFS Sheath/Insect Protected, Orange (7/0.85) Cores Red Black | Cables
002434827 | CABLE,POWER,ELECTRICAL | U/Ground, 6.35/11kV, 1C, 630mm2 Cu, XLPE Insulated/Cu Wire Screen 25kA 1Sec/ PVC Waterblock Tape/HDPE Sheath/Insect Protected/Nylon Jacket, ETS 2007/0089/T | Cables
002456309 | CABLE,POWER,ELECTRICAL | Conductor, 19/33kV, 1C, 150mm2 Tinned Annealed Cu, Multiple Strand/ Semiconductive Conductor Screen/ EPR Insulation/Strippolex Insulation | Cables
000105019 | CABLE,POWER,ELECTRICAL | U/Ground, 38/66/72.5kV, 1C, 630mm2 Cu, XLPE Insulated/Insect Protected, CWS Rating 25kA, 1Sec, Incorporating Optic Fibre | Cables
002401196 | CABLE,POWER,ELECTRICAL | Control, 0.6/1kV, 2C, 10mm2 Cu, PVC Insulated/PVC Sheath (7/1.35) (MOQ 1000m) | Cables
002439107 | CABLE,POWER,ELECTRICAL | Control, U/G, 450/750V, 6C, 1.5mm2 Cu, 16.4mm OD, PP Fillers, HFI Insulated/ DBT Screen/HFS Sheath/Insect Protected (7/0.50) Metre Marked, SS-5-10.6 | Cables
002402819 | CABLE,POWER,ELECTRICAL | 0.6/1kV, 1C, 2.5mm2 Cu, PVC Insulated Red (50/0.20) Flexible (100m Drum) | Cables
002401138 | CABLE,POWER,ELECTRICAL | Aerial, 0.6/1kV, 1 x 80mm2 Al, PVC Insulated Black V75 (7/3.75) AS 3147 | Cables
002400217 | CABLE,POWER,ELECTRICAL | Aerial, 0.6/1kV, 4 x 16mm2 HD Cu, PVC Insulated/Neutral Screen/PVC Sheath (7/1.70) Metre Marked (250m Drum) (MOQ 1000m) | Cables
002490993 | CABLE,POWER,ELECTRICAL | U/Ground,0.6/1kV, 4C x 25mm2 Al/XLPE Insulated/PVC Sheath, Waterblocked, Black, 500m Wood Drum | Cables
001315024 | CABLE,POWER,ELECTRICAL | Aerial, 0.6/1kV, 4 x 10mm2 HD Cu, PVC Insulated, Twisted (7/1.35) Metre Marked (250m Drum) | Cables
001425532 | CABLE,POWER,ELECTRICAL | Pilot, O/H, Star Quad, 26 Pair, 24 x (1/0.90) 2 x(1/1.27) Cu, PE Insulated/Al Foil Screen/Integral Bearer & Composite Carrier/Sheath, Catenary Wire 7/2.00 | Cables
002401207 | CABLE,POWER,ELECTRICAL | Control, 0.6/1kV, 3C, 1.5mm2 Cu, PVC Insulated/PVC Sheath (7/0.50) Cores Numbered (MOQ 1000m) | Cables
002439115 | CABLE,POWER,ELECTRICAL | Control, 0.6/1kV, 4 Pair 0.64mm2 Twisted Pair PE, 20.2mm OD, PP Fillers & Binders /DBT Screen/HFS Sheath/Flame Retardant (1/0.90) SS-5-10.6 (scm) | Cables
002439073 | CABLE,POWER,ELECTRICAL | Control, U/G, 450/750V, 8C, 4mm2 Cu, 22.7mm OD, PP Fillers, HFI Insulated/ DBT Screen/HFS Sheath/Insect Protected (7/0.85) Metre Marked, SS-5-10.6 | Cables
002401429 | CABLE,POWER,ELECTRICAL | Aerial, 0.6/1kV, 4 x 150mm2 Al, XLPE Insulated, Bundle | Cables
002454171 | CABLE,POWER,ELECTRICAL | NKT, U/Ground, 76/132kV, 1C, 630mm2 Al, Compacted WB/XLPE Insulated/WBT/Cu Wire Screen/WBT/CorrAl Sheath/LLDPE/Nylon/ MDPE c/w Graphite Coating/Insect | Cables
001631267 | CABLE,POWER,ELECTRICAL | Control, U/G, 0.6/1kV, 24C, 4mm2 Cu, PVC Insulated/Screen/PVC Sheath (7/0.85) Metre Marked, CTS PS16/007/SE/82 Rev C (250m Drum) (MOQ 1000m) | Cables
000104613 | CABLE,POWER,ELECTRICAL | U/Ground, 66kV, 1C, 300mm2 Cu, Semiconduct, XLPE Insulated/ 38/66kV Screen/XLPE Insulated/Waterblock Screen Tape/Lead-Alloy E Sheath/PVC V-75 Sheath | Cables
002426161 | CABLE,POWER,ELECTRICAL | U/Ground, 38/66 72.5kV, 1C, 1000mm2 Al, XLPE Insulated/Insect Protected/CWS Rating 25kA 1Sec, Incorporating Optic Fibre, ETS 04-03-01 (scm) | Cables
002401192 | CABLE,POWER,ELECTRICAL | SDI, 0.6/1kV, 1C, 6mm2 Cu, PVC Insulated/PVC Sheath, Black (7/1.04) (500m Drum) (MOQ 500m) | Cables
001631029 | CABLE,POWER,ELECTRICAL | Pilot, O/H, 6 Quad, 12 Pair, Cu, Solid PE Insulated/Wrapped/PE Inner Sheath/ Al Foil Screen/Integral Bearer Sheath (1/0.90) c/w 7/2.00 HT GSW (500m Drum) | Cables
002400276 | CABLE,POWER,ELECTRICAL | U/Ground, 6.35/11kV, 3C, 240mm2 Al, XLPE Insulated/LD Screen/PVC/HDPE Sheath Nylon Jacket & Sacrifical PVC Sheath | Cables
002493294 | CABLE,POWER,ELECTRICAL | 0.6/1kV, 1C, 185mm2 Cu, Circular Stranded, XLPE Insulated, PVC Sheath | Cables
001636253 | CABLE,POWER,ELECTRICAL | U/Ground, 6.35/11kV, 3C, 240mm2 Al, XLPE Insulated/HD Screen/HDPE/PVC Sheath Metre Marked | Cables
002488427 | CABLE,POWER,ELECTRICAL | U/Ground, 0.6/1kV, 3.5C x 300mm2, Sector Shaped Stranded Cu/XLPE/PVC/SWA/HDPE, Metre Marked, 300m Drum | Cables
002439099 | CABLE,POWER,ELECTRICAL | Control, U/G, 450/750V, 10C, 1.5mm2 Cu, 19.1mm OD, PP Fillers, HFI Insulated/ DBT Screen/HFS Sheath/Insect Protected (7/0.50) Metre Marked, SS-5-10.6 | Cables
002401191 | CABLE,POWER,ELECTRICAL | 0.6/1kV, 1C, 6mm2 Cu, PVC Insulated Red/ PVC Sheath, Black (7/1.04) (500m Drum) | Cables
002403239 | CABLE,POWER,ELECTRICAL | U/Ground, 6.35/11kV, 3C, 240mm2 Al, PVC Insulated/LD Screen/XLPE Sheath, AS 4026 | Cables
001540827 | CABLE,POWER,ELECTRICAL | Aerial, 6.35/11kV, 1 x 16mm2 Cu, PVC Insulated/PE Sheath (7/1.70) Metre Marked, T/former Drop Wire (250m Drum) (MOQ 1000m) | Cables
002457059 | CABLE,POWER,ELECTRICAL | U/Ground, 76/132kV, 1C, 1200mm2 Milliken Stranded Compacted WB Al/XLPE/WBT/CWS/ WBT/Al PE/MDPE c/w Graphite Coating, 600m Drum | Cables
002439149 | CABLE,POWER,ELECTRICAL | 0.6/1kV, 4C+Earth, 35mm2 Cu, 31.3mm OD, PP Fillers,Earth Insulated/HFI Insulated /DBT Screen/HFS Sheath/Insect Protected, Orange (19/1.53) Cores Red White Blue, | Cables
002439081 | CABLE,POWER,ELECTRICAL | Control, U/G, 450/750V, 20C, 1.5mm2 Cu, 23.2mm OD, PP Fillers, HFI Insulated/ DBT Screen/HFS Sheath/Insect Protected (7/0.50) Metre Marked, SS-5-10.6 | Cables
002401200 | CABLE,POWER,ELECTRICAL | 0.6/1kV, 1C, 16mm2 Cu, PVC Insulated/ PVC Sheath, Red (7/1.70) (500m Drum) | Cables
002401381 | CABLE,POWER,ELECTRICAL | U/Ground, 0.6/1kV, 4C, 70mm2 Al, XLPE Insulated | Cables
002400271 | CABLE,POWER,ELECTRICAL | U/Ground, 0.6/1kV, 4C, 120mm2 Al, Solid Sector, XLPE Insulated/LD Screen/ PVC/HDPE Sheath/Nylon Jacket & Sacrifical PVC Sheath | Cables
000105040 | CABLE,POWER,ELECTRICAL | U/Ground, 12.7/22kV, 1C, 35mm2 Al, 10m Lg, to connect 22kV Switchgear to Bushings of Padmount T/former, EPS0079 (scm) | Cables
000021611 | CABLE,POWER,ELECTRICAL | U/Ground, 0.6/1kV, 4C x 300mm2, Sector Shaped Stranded Cu/XLPE/PVC/HDPE, Metre Marked, 300m Drum, TS396 | Cables
001540900 | CABLE,POWER,ELECTRICAL | Automotive, 2C, 4mm2 Cu, PVC Insulated/ Red+Red with Black Tracer, Twin Figure 8 (30m Roll) | Cables
002401140 | CABLE,POWER,ELECTRICAL | 0.6/1kV, 1C, 25mm2 Cu, PVC Insulated, Green/Yellow (19/1.35) (500m Drum) | Cables
001541874 | CABLE,POWER,ELECTRICAL | 450/750V, 2C+Earth, 2.5mm2 Cu, PVC Insulated/PVC Sheath, White (7/0.67) Flat Twin Earth (100m Drum) | Cables
002401423 | CABLE,POWER,ELECTRICAL | 0.6/1kV, 1C, 25mm2 Cu, PVC Insulated V75, Black (19/1.35) Metre Marked (100m Drum) (MOQ 100m) | Cables
002400265 | CABLE,POWER,ELECTRICAL | U/Ground, 6.35/11kV, 1C, 1000mm2 Cu, PLY/PVC, NQTS M212 | Cables
000025093 | CABLE,POWER,ELECTRICAL | U/Ground, 6.35/11kV, 35mm2 Al Circular Stranded Compacted WB, TRXLPE/WBT/ CWS/WBT/MDPE, | Cables
000104149 | CABLE,POWER,ELECTRICAL | U/Ground, 6.35/11kV, 3C, 300mm2 Al, Stranded Compacted, XLPE Insulated/HD Cu Wire/Helical Screen Individual Phases/ PVC Inner Sheath Orange/HDPE Outer | Cables
002401137 | CABLE,POWER,ELECTRICAL | Aerial, 0.6/1kV, 1 x 120mm2 Al, PVC Insulated Black V75 (7/4.75) AS 3147 (MOQ 2000m) | Cables
002482792 | CABLE,POWER,ELECTRICAL | Twin & Earth, 4mm2, 2.5mm Earth, Pln Annld Cu, Flat TPS, 3V-90 PVC Sheath, Red Black Green/Yellow Cores, White Sheath | Cables
002406945 | CABLE,POWER,ELECTRICAL | U/Ground, 0.6/1kV, 2C, 25mm2 Cu, PVC Insulated/Neutral Screen/PVC Sheath/ Nylon Jacket (19/1.35) | Cables
002451458 | CABLE,POWER,ELECTRICAL | Flexible, 0.6/1kV, 1C, 70mm2 Cu, X-HF-110 Insulated/HFS-110-TP Sheath (11.1/936) | Cables
002478527 | CABLE,POWER,ELECTRICAL | Flexible, 0.6/1kV, 1C x 50mm2 (382/0.40) Cu, X-HF-90 Red Insulation/HFS-90-TP Black Sheath, AS5000.1, 100m Drum, JTS 03-01-08 | Cables
002478519 | CABLE,POWER,ELECTRICAL | Flexible, 0.6/1kV, 1C x 50mm2 (382/0.40) Cu, X-HF-90 Black Insulation/HFS-90-TP Black Sheath, AS5000.1, 100m Drum, JTS 03-01-08 | Cables
002403244 | CABLE,POWER,ELECTRICAL | Bldg Wire, 450/750V, 2C, 2.5mm2 Cu (7/0.67), V-90 PVC Insul, 3V-90 TPS Black, Flat, 100m Drum | Cables
001420048 | CABLE,POWER,ELECTRICAL | Aerial, 0.6/1kV, 3 x 25mm2 Al ABC, XLPE Insulated, 700 x 470 +bolts x 400mm ETS 03-01-02 (scm) | Cables
002475499 | CABLE,POWER,ELECTRICAL | Control, 0.6/1kV, 4C x 10mm2 (7/1.35) Cu X-HF-90 Insulated/HFS-90-TP Bedded/DBT/ HFS-90-TP Sheath, 250m Wood Drum, JTS 04-05-02 | Cables
002475481 | CABLE,POWER,ELECTRICAL | Control, 0.6/1kV, 4C x 6mm2 (7/1.04) Cu X-HF-90 Insulated/HFS-90-TP Bedded/DBT/ HFS-90-TP Sheath, 250m Wood Drum, JTS 04-05-02 | Cables
002475473 | CABLE,POWER,ELECTRICAL | 0.6/1kV, 2C x 6mm2, Cu, X-HF-90 Red & Black Insulation/HFS-90-TP Sheath, Black, AS5000.1, 100m Drum, JTS 03-01-08 | Cables
002475465 | CABLE,POWER,ELECTRICAL | 0.6/1kV, 2C x 4mm2, Cu, X-HF-90 Red & Black Insulation/HFS-90-TP Sheath, Black, AS5000.1, 100m Drum, JTS 03-01-08 | Cables
002475457 | CABLE,POWER,ELECTRICAL | 0.6/1kV, 1C x 35mm2 (490/0.30), Cu, X-HF-90 Black Insulation/HFS-90-TP Sheath, Black, AS5000.1, 100m Drum, JTS 03-01-08 | Cables
002475440 | CABLE,POWER,ELECTRICAL | 0.6/1kV, 1C x 35mm2 (490/0.30), Cu, X-HF-90 Red Insulation/HFS-90-TP Sheath, Black, AS5000.1, 100m Drum, JTS 03-01-08 | Cables
002475432 | CABLE,POWER,ELECTRICAL | 0.6/1kV, 2C x 50mm2 (714/0.30), Cu, X-HF-90 Red & Black Insulation/HFS-90-TP Sheath, Black, AS5000.1, 100m Drum, JTS 03-01-08 | Cables
002475424 | CABLE,POWER,ELECTRICAL | 0.6/1kV, 1C x 70mm2 (980/0.30), Cu, X-HF-90 Black Insulation/HFS-90-TP Sheath, Black, AS5000.1, 100m Drum, JTS 03-01-08 | Cables
002475416 | CABLE,POWER,ELECTRICAL | 0.6/1kV, 1C x 70mm2 (980/0.30), Cu, X-HF-90 Red Insulation/HFS-90-TP Sheath, Black, 100m Drum, JTS 03-01-08 | Cables
002475358 | CABLE,POWER,ELECTRICAL | 0.6/1kV, 2C x 6mm2, Cu, X-HF-90 Red & Black Insulation/HFS-90-TP Bedding/DBT/ HFS-90-TP Sheath, Black, AS5000.1, 100m Drum, JTS 03-01-08 | Cables
002475341 | CABLE,POWER,ELECTRICAL | 0.6/1kV, 1C x 35mm2 (490/0.30), Cu, X-HF-90 Black Insulation/HFS-90-TP Bedding/DBT/HFS-90-TP Sheath, Black, AS5000.1, 100m Drum, JTS 03-01-08 | Cables
002475333 | CABLE,POWER,ELECTRICAL | 0.6/1kV, 1C x 35mm2 (490/0.30), Cu, X-HF-90 Red Insulation/HFS-90-TP Bedding /DBT/HFS-90-TP Sheath, Black, AS5000.1, 100m Drum, JTS 03-01-08 | Cables
002475408 | CABLE,POWER,ELECTRICAL | Control, 0.6/1kV, 4C x 4mm2, Cu, X-HF-90 White Insulation/HFS-90-TP Sheath, Black, AS5000.1, 500m Drum, JTS 04-05-02 | Cables
002475390 | CABLE,POWER,ELECTRICAL | Control, 0.6/1kV, 10C x 2.5mm2, Cu, X-HF-90 White Insulation/HFS-90-TP Sheath, Black, AS5000.1, 500m Drum, JTS 04-05-02 | Cables
002475382 | CABLE,POWER,ELECTRICAL | Control, 0.6/1kV, 4C x 2.5mm2, Cu, X-HF-90 White Insulation/HFS-90-TP Sheath, Black, AS5000.1, 500m Drum, JTS 04-05-02 | Cables
002475374 | CABLE,POWER,ELECTRICAL | Control, 0.6/1kV, 10C x 1.5mm2, Cu, X-HF-90 White Insulation/HFS-90-TP Sheath, Black, AS5000.1, 500m Drum, JTS 04-05-02 | Cables
002475366 | CABLE,POWER,ELECTRICAL | Control, 0.6/1kV, 6C x 1.5mm2, Cu, X-HF-90 White Insulation/HFS-90-TP Sheath, Black, AS5000.1, 500m Drum, JTS 04-05-02 | Cables
002403242 | CABLE,POWER,ELECTRICAL | Aerial, 0.6/1kV, 4 x 35mm2 Al ABC, XLPE Insulated, 700 x 470 +bolts x 400mm (150m Drum) (MOQ 2000m) | Cables
002407000 | CABLE,POWER,ELECTRICAL | U/Ground, 6.35/11kV, 3C, 240mm2 Cu, XLPE Insulated/HD Screen/Insect Protected/PVC Sacrificial Sheath Black, FNTS Q1922 (MOQ 350m) | Cables
002447795 | CABLE,POWER,ELECTRICAL | Parallel Twin Flexible, 0.6/1kV, 2C, 1.5mm2 Cu, NBR Elasomer Insulated/PVC Sheath, Red/Blue, UV Stabilised, Flame Retardant | Communications
002447811 | CABLE,POWER,ELECTRICAL | Parallel Twin Flexible, 0.6/1kV, 2C, 6.0mm2 Cu, NBR Elasomer Insulated/PVC Sheath, Red/Blue, UV Stabilised, Flame Retardant | Communications
002447803 | CABLE,POWER,ELECTRICAL | Parallel Twin Flexible, 0.6/1kV, 2C, 2.5mm2 Cu, NBR Elasomer Insulated/PVC Sheath, Red/Blue, UV Stabilised, Flame Retardant | Communications
002401144 | CABLE,POWER,ELECTRICAL | 250V, 2C, 1.5mm2 Cu, PVC Insulated/ PVC Sheath, White (7/0.50) | Cables
002401150 | CABLE,POWER,ELECTRICAL | Aerial, 0.6/1kV, 2 x 10mm2 HD Cu, HDPE Insulated Black V75 (7/1.35) Parallel Webbed (250m Drum) (MOQ 250m) | Cables
002478436 | CABLE,POWER,ELECTRICAL | 0.6/1kV, 1C x 1.5mm2 (7/0.50) Cu, X-HF-90, Grey, 100m Plastic Spool | Cables
000008727 | CABLE,POWER,ELECTRICAL | 0.6/1kV, 16mm2, Annealed Copper Conductor, 2 Core, Flat, XLPE Insluated, Black PVC Sheathed, 800m Drum, AS 5000.1, JTS 03-01-08 | Cables
000007127 | CABLE,POWER,ELECTRICAL | 0.6/1kV, 4mm2, Annealed Copper Conductor, 2 Core, Flat, XLPE Insluated, Black PVC Sheathed, 1000m Drum, AS 5000.1, JTS 03-01-08 | Cables
002451474 | CABLE,POWER,ELECTRICAL | Control, 0.6/1kV, 24C, 1.5mm2 Flex Cu, X-HF-90 White/HFS-90-TP, Black, 250m Wood Drum, JTS 04-05-02 Item 216 | Cables
002451466 | CABLE,POWER,ELECTRICAL | Control, 0.6/1kV, 17C, 1.5mm2 Flex Cu, X-HF-90 White/HFS-90-TP, Black, 250m Wood Drum, JTS 04-05-02 Item 215 | Cables
002492205 | CABLE,POWER,ELECTRICAL | Flexible, 0.6/1kV, 1C, 185mm2 Cu, X-HF-110 Orange/HFS-110-TP Black, Double Insulated, 250m Drum, AS5000.1 | Cables
002492197 | CABLE,POWER,ELECTRICAL | Flexible, 0.6/1kV, 1C, 95mm2 Cu, X-HF-110 Orange/HFS-110-TP Black, Double Insulated, 250m Drum, AS5000.1 | Cables
002490878 | CABLE,POWER,ELECTRICAL | 0.6/1kV, 1C x 1.5mm2 (30/0.25) Cu, X-HF-90, Grey, 100m Plastic Spool | Cables
002451441 | CABLE,POWER,ELECTRICAL | Flexible, 0.6/1kV, 1C, 50mm2 Cu, X-HF-110 Insulated/HFS-110-TP Sheath (9.4/696) | Cables
002451433 | CABLE,POWER,ELECTRICAL | Flexible, 0.6/1kV, 1C, 35mm2 Cu, X-HF-110 Insulated/HFS-110-TP Sheath (7.8/1176) EESS-10733-01, ETS 2012/0294/T | Cables
002451425 | CABLE,POWER,ELECTRICAL | Flexible, 0.6/1kV, 1C, 25mm2 Cu, X-HF-110 Insulated/HFS-110-TP Sheath (6.6/816) | Cables
002484475 | CABLE,POWER,ELECTRICAL | U/Ground, 76/132kV, 1C, 1600mm2 Stranded Segmental Milliken WB Cu, XLPE/WBT/ CorrCu Sheath(40kA/0.5Sec)/MDPE, Graphite Coating | U/G Cables & Accsry Equip
002484467 | CABLE,POWER,ELECTRICAL | U/Ground, 76/132kV, 1C, 1600mm2 Stranded Segmental Milliken WB Cu, XLPE/OF/WBT/ CAS(40kA/0.5Sec)/MDPE, Graphite Coating | U/G Cables & Accsry Equip
002484459 | CABLE,POWER,ELECTRICAL | U/Ground, 76/132kV, 1C, 1200mm2 Stranded Segmental Milliken WB Cu, XLPE/WBT/CAS (40kA/0.5Sec)/MDPE, Graphite Coating | U/G Cables & Accsry Equip
002492767 | CABLE,POWER,ELECTRICAL | U/Ground, 12.7/22kV, 1Cx400mm2 Al/TR-XLPE Insulated/(52/1.53) CWS/ Semiconduct WBT/Polylaminate Al, MDPE, 500m Steel Drum | Cables
002484442 | CABLE,POWER,ELECTRICAL | U/Ground, 76/132kV, 1C, 1200mm2 Stranded Segmental Milliken WB Cu, XLPE/OF/WBT/ CorrCu Sheath(40kA/0.5Sec)/MDPE, Graphite Coating | U/G Cables & Accsry Equip
002484434 | CABLE,POWER,ELECTRICAL | U/Ground, 76/132kV, 1C, 800mm2 Stranded Segmental Milliken WB Cu, XLPE/WBT/ CorrCu Sheath(40kA/0.5Sec)/MDPE, Graphite Coating | U/G Cables & Accsry Equip
002484426 | CABLE,POWER,ELECTRICAL | U/Ground, 76/132kV, 1C, 1200mm2 Stranded Segmental Milliken WB Al, XLPE/OF/WBT/ CAS(25kA/1Sec)/LLDPE/Nyl/MDPE, Graphite Coating | U/G Cables & Accsry Equip
002484418 | CABLE,POWER,ELECTRICAL | U/Ground, 76/132kV, 1C, 630mm2 Stranded Compacted Circ WB Al, XLPE/OF/WBT/CAS (25kA/1Sec)/LLDPE/Nyl/MDPE, Graphite Coating | U/G Cables & Accsry Equip
002484400 | CABLE,POWER,ELECTRICAL | U/Ground, 76/132kV, 1C, 400mm2 Stranded Compacted Circ WB Cu, XLPE/WBT/ CorrCu Sheath(40kA/0.5Sec)/MDPE, Graphite Coating | U/G Cables & Accsry Equip
002484392 | CABLE,POWER,ELECTRICAL | U/Ground, 76/132kV, 1C, 630mm2 Stranded Compacted Circ WB Al, XLPE/WBT/CAS (25kA/1Sec)/LLDPE/Nyl/MDPE, Graphite Coating | U/G Cables & Accsry Equip
002484384 | CABLE,POWER,ELECTRICAL | U/Ground, 38/66kV, 1C, 1000mm Stranded Segmental Milliken WB Al, XLPE/OFC/WBT/ CAS(25kA/1Sec)/LLDPE/Nyl/MDPE, Graphite Coating | U/G Cables & Accsry Equip
002484376 | CABLE,POWER,ELECTRICAL | U/Ground, 38/66kV, 1C, 1000mm2 Stranded Segmental Milliken WB Al, XLPE/WBT/CAS (25kA/1Sec)/LLDPE/Nyl/MDPE, Graphite Coating | U/G Cables & Accsry Equip
002484368 | CABLE,POWER,ELECTRICAL | U/Ground, 38/66kV, 1C, 630mm Stranded Compacted Circ WB Cu, XLPE/OFC/WBT/CAS (25kA/1Sec)/LLDPE/Nyl/MDPE, Graphite Coating | U/G Cables & Accsry Equip
002484350 | CABLE,POWER,ELECTRICAL | U/Ground, 38/66kV, 1C, 630mm2 Stranded Compacted Circ WB Cu, XLPE/WBT/CAS (25kA/1Sec)/LLDPE/Nyl/MDPE, Graphite Coating | U/G Cables & Accsry Equip
002417343 | CABLE,POWER,ELECTRICAL | T/former Dropper, 33kV Term to Term, 2.7m Lg, EE Dwg # 875242-02 (scm) | U/G Cables & Accsry Equip
002417335 | CABLE,POWER,ELECTRICAL | T/former Dropper, 33kV Term to Term, 3.7m Lg, EE Dwg # 875241-02 (scm) | U/G Cables & Accsry Equip
000167000 | CABLE,POWER,ELECTRICAL | T/former Dropper, 11/22kV Term to Term, 3.7m Lg, EE Dwg # 875241-01 (scm) (maintenance) | U/G Cables & Accsry Equip
000104434 | CABLE,POWER,ELECTRICAL | T/former Dropper, 11/22kV Term to Term, 2.7m Lg, EE Dwg # 875242-01 (scm) (maintenance) | U/G Cables & Accsry Equip
002458362 | CABLE,POWER,ELECTRICAL | U/Ground, 6.35/11kV, Triplex, 400mm2 Al, Waterblock/TR-XLPE Insulated/Waterblock Tape/Cu Wire Screen 13.1kA 1Sec c/w Optical Fibre/PVC/MDPE/Nylon Jacket/ | Cables
002458354 | CABLE,POWER,ELECTRICAL | U/Ground, 12.7/22kV, 1C, 630mm2 Al, TR-XLPE Insulated/52/1.53 Cu Wire Screen c/w Optical Fibre/Semiconduct/Waterblock Tape/Polylaminate Al, AS/NZS 1429.1, | Cables
000105018 | CABLE,POWER,ELECTRICAL | U/Ground, 38/66kV, 1C, 630mm2 Cu, XLPE Insulated/WBT/Corr Al 25kA 1Sec/LLDPE/ Nylon/MDPE with Graphite Coating | Cables
001542943 | CABLE,POWER,ELECTRICAL | 0.6/1kV, 1C, 10mm2 (7/1.35) Cu/PVC (V-90) Sheath, Black, 100m Plastic Spool, JTS 03-01-08 (scm) | Cables
001542935 | CABLE,POWER,ELECTRICAL | 0.6/1kV, 1C, 10mm2 (7/1.35) Cu/PVC (V-90) Sheath, Red, 100m Plastic Spool, JTS 03-01-08 | Cables
001542889 | CABLE,POWER,ELECTRICAL | 0.6/1kV, 1C, 6mm2 (7/1.04) Cu/PVC (V-90) Sheath, White, 100m Plastic Spool, JTS 03-01-08 | Cables
001542919 | CABLE,POWER,ELECTRICAL | 0.6/1kV, 1C x 6mm2 (7/1.04) Cu/PVC (V-90) Sheath, Green/Yellow, 100m Plastic Spool, JTS 03-01-08 | Cables
002401127 | CABLE,POWER,ELECTRICAL | 0.6/1kV, 1C x 120mm2 (37/2.03) Cu/PVC (V-90) Insulated, Green/Yellow, 250m Wood Drum, JTS 03-01-08 | Cables
001542854 | CABLE,POWER,ELECTRICAL | Bldg Wire, 0.6/1kV, 1C, 6mm2 (7/1.04) Cu/PVC (V-90) Sheath, Red, 100m Plastic Spool, JTS 03-01-08 | Cables
001542811 | CABLE,POWER,ELECTRICAL | 0.6/1kV, 1C, 4mm2 (7/0.85) Cu/PVC (V-90) Sheath, Blue, 100m Plastic Spool, JTS 03-01-08 | Cables
001542803 | CABLE,POWER,ELECTRICAL | 0.6/1kV, 1C, 4mm2 (7/0.85) Cu/PVC (V-90) Sheath, White, 100m Plastic Spool, JTS 03-01-08 | Cables
002401379 | CABLE,POWER,ELECTRICAL | U/Ground, 0.6/1kV, 1C, 185mm2 Al, XLPE Insulated (MOQ 1000m) | Cables
001634215 | CABLE,POWER,ELECTRICAL | U/Ground, 0.6/1kV, 1C, 300mm2 Al, XLPE Insulated/PVC Sheath SV90, Metre Marked, AS 3198 | Cables
002481026 | CABLE,POWER,ELECTRICAL | Parallel Twin Flexible, 0.6/1kV, 2C, 4.0mm2 Cu, NBR Elasomer Insulated/PVC Sheath, Red/Blue, UV Stabilised, Flame Retardant | Communications
002426070 | CABLE,POWER,ELECTRICAL | U/Ground, 6.35/11kV, 1C x 630mm2 Cu/ TR-XLPE Insulated/Insect Protected/ Fire Retardant, 500m Steel Drum, ETS 04-05-01 (scm) | Cables
002423655 | CABLE,POWER,ELECTRICAL | U/Ground, 19.1/33kV, 1C x 50mm2 Al/ TR-XLPE Insulated/CWS 4.9kA 1Sec/WBT/ PVC/Nylon Jacket/HPDE, 500m Steel Drum, ETS 04-02-04 (scm) | Cables
001541380 | CABLE,POWER,ELECTRICAL | 250/440V, 3C, 1.5mm2 Cu, PVC Insulated/ PVC Sheath, Orange (30/0.25) Ordinary Duty Flexible Cord (100m Roll) | Cables
002443430 | CABLE,RADIO FREQUENCY | RG58 CellFoil, 50 Ohm, 0.94mm Cu, PE/TC Braid & Al Foil/PVC Jacket, Black | Communications
002455533 | CABLE,RADIO FREQUENCY | LD Foam Coaxial Cable, Nom 1/2", 50 Ohm, 1 - 8800MHz, Cu-Clad Al Wire/PE Foam/ Corrugated Cu/PE Jacket, Black | Communications
002451110 | CABLE,RADIO FREQUENCY | Comms EWP77 Feeder, 7.125 - 8.5 GHz, Corrugated Cu/PE Jacket, Black, Heliax Premium Elliptical Waveguide | Communications
002451102 | CABLE,RADIO FREQUENCY | Comms EWP63 Feeder, 6.425 - 7.125 GHz, Corrugated Cu/PE Jacket, Black, Heliax Premium Elliptical Waveguide | Communications
002453710 | CABLE,RADIO FREQUENCY | RG58 C/U, 50 Ohm, 0.98mm Tinned Cu, Solid PE/TC Braid/PVC Jacket, Black, 100m Roll | Communications
002453728 | CABLE,SPECIAL PURPOSE,ELECTRICAL | 110V, 4mm, 2 Core, Strands 26/0.30mm, PVC Insulated/Black Sheath, Core Red/Black, 30m Roll | Communications
002443398 | CABLE,SPECIAL PURPOSE,ELECTRICAL | Control, 3 Pairs, 24AWG, 7 x 32 Strand, Tinned Cu, PE Insulated/Al Foil & Polyester Tape/TC Braid/PVC Jacket, for RS-485 Apps (305m Roll) | Cables
002465508 | CABLE,SPECIAL PURPOSE,ELECTRICAL | Marine Grade, Tinned Cu, 2 x 1.84, 2 Core, 4mm Red & 4mm Black Twin Sheath, 50m Roll | Remote Generation
002465490 | CABLE,SPECIAL PURPOSE,ELECTRICAL | 0.6/1kV, 95mm2, 1 Core, Flexible Rubber, Orange | Remote Generation
002451243 | CABLE,SPECIAL PURPOSE,ELECTRICAL | Control, 25 Pairs Twisted, 24AWG, 7 x 32 Strand, Tinned Cu, Semi-rigid PVC Insulated/Al Foil & Polyester Tape/24AWG TC Drain Wire/PVC Jacket, for RS-232 | Cables
002465482 | CABLE,SPECIAL PURPOSE,ELECTRICAL | 0.6/1kV, 70mm2, 1 Core, Flexible Rubber, Orange | Remote Generation
002464907 | CABLE,SPECIAL PURPOSE,ELECTRICAL | Hartland, 3 Core | Remote Generation
002453744 | CABLE,SPECIAL PURPOSE,ELECTRICAL | 110V, 3mm, 1 Core, Strand 16/0.30mm, PVC Insulated, Yellow, 100m Roll | Communications
001543300 | CABLE,TELEPHONE | Comms, 2 Pair Indoor, Cu, PVC Insulated/ Al Screen/PVC Sheath Cream (250m Roll) | Cables
X09000021 | CAGE | Custom 1160 Transport Cage, Large, 1160 x 1160 x 940mm H, 1090kg SWL, Steel Sheet Floor, Zinc Plate, Stacks Collapsed or Assembled, 4 Way Forklift/ | Transport
X09000020 | CAGE | Half Height 1160 Transport Cage, Medium, 1160 x 1160 x 650mm H, 1090kg SWL, Steel Sheet Floor, Zinc Plate, Stacks Collapsed or Assembled, 4 Way Forklift/ | Transport
002497329 | CAMERA | FLIR TG267 Thermal Camera, 160 x 120 IR Resolution (19200 Pixels) | Electrical Test & Accsry Equip
002481786 | CAN,UTILITY | 1L Jerry Can Bottle D.G, Natural c/w Lid | Remote Generation
002465821 | CAN,UTILITY | 5L Jerry Can, 38mm, Natural | HS & PPE
002402395 | CAN,UTILITY | 20L Water Storage, HDPE Jerry Can, Green | PPE, Hardware & Tools
000019784 | CANTEEN,WATER | 1L Drink Bottle, Plastic, Pop-Top c/w Insulated Zip-off Cooler Jacket & Carry Strap | PPE, Hardware & Tools
002478881 | CANTEEN,WATER | 1.5L Drink Bottle, S/Steel, Lockable Drink Lid c/w Zip Pouch & Carry Strap | HS & PPE
002486975 | CAP | Radiator Cap, 38mm, S/Steel, Red Lever, Brass Pin, 7psi / 50kPa, suit Hino J08 Radiator | Remote Generation
002486736 | CAP | Tooth, Acti9 (P20) | Communications
002470094 | CAP | 9/16" JIC F-Cap, Hydraulic Fitting | Remote Generation
002470110 | CAP | 7/8" JIC F-Cap, Hydraulic Fitting | Remote Generation
002470128 | CAP | 1-1/16" JIC F-Cap, Hydraulic Fitting | Remote Generation
002470102 | CAP | 3/4" JIC F-Cap, Hydraulic Fitting | Remote Generation
000024776 | CAP | Proflow Fit Tester, Replacement Part for Powered Air Purification Respirators | HS & PPE
002463784 | CAP,FILLER OPENING | Radiator Cap, Scania DC12 Mechanical Parts | Remote Generation
000407595 | CAP,POST | Al, 350mm Dia, 0.55mm Thk, Dwg 10-01-23-1 (P100) (scm) | Line Hardware
000105118 | CAP,POST | suit Star Picket 310mm Lg x 60mm Dia, Class 1, White Reflective Collar 100mm W | General Hardware
002488302 | CAP,POST | Al, 550mm Dia, 0.55mm Thk, Dwg 10-01-23-1 (P100) (scm) | Line Hardware
000407633 | CAP,POST | Al, 450mm Dia, 0.55mm Thk, Dwg 10-01-23-1 (P100) (scm) | Line Hardware
002481794 | CAP,SCREW,BOTTLE AND JAR | Dorony, 38mm, Red, u/w 1Ltr Jerry Can Bottle | Remote Generation
000021360 | CAP,UTILITY | Bump Cap, Baseball Style, Short Peak Brim, Adjustable for One size fits all, Plastic Insert, Hard, Lightweight, Navy, EN812 Industrial Cap Stds | Hardware & Tools
002479228 | CAP,UTILITY | Flight Helmet Skull Cap, Cotton, Size XL | HS & PPE
002479210 | CAP,UTILITY | Flight Helmet Skull Cap, Cotton, Size L | HS & PPE
002479202 | CAP,UTILITY | Flight Helmet Skull Cap, Cotton, Size M | HS & PPE
002479194 | CAP,UTILITY | Flight Helmet Skull Cap, Cotton, Size S | HS & PPE
000003913 | CAPACITOR ASSEMBLY | Outdoor, Capacitor Can, 250kVAr, suit Tight & Loose Coupled AFLC Coupling Cell site specific capacitance & voltage rating (not transferable, see nameplate) | Substation
000003875 | CAPACITOR ASSEMBLY | Outdoor, Capacitor Can, 350kVAr, suit Tight & Loose Coupled AFLC Coupling Cell site specific capacitance & voltage rating (not transferable, see nameplate) | Substation
002482214 | CAPACITOR ASSEMBLY | Bank, Outdoor, AFLC, 66kV, 3 Ph, 10.18Mvar, Coupling Capacitors, 8 Capacitors 4.8uF, 2 Steel Frameworks, 6 Insulators for Steel Frameworks, | Substation
002406100 | CAPACITOR ASSEMBLY | 333kVAr, Capacitor ASEA | Substation
000000290 | CAPACITOR ASSEMBLY | Type CHD490B, 3.3uF, 117kVAr, 10.75kV, 50Hz, 1 Ph, Capacitor Can, Insulation 50/150, Fluid Type M/DBT, AS 2987, ABB, YOM 1997 | Network Spares
000000288 | CAPACITOR ASSEMBLY | Type PNOFO15.5, 2uF, 151kVAr, 15.5kV, 50Hz, 1 Ph, Capacitor Can, IEC 871/1, Vishay, YOM 1997 | Network Spares
000000291 | CAPACITOR ASSEMBLY | Type CHD800B, 26.4uF, Capacitor Can, ABB | Network Spares
002402266 | CAPACITOR ASSEMBLY | Type CHD630B, 22.0 to 23.0uf Range, 333kVAr, 50Hz, 1 Ph, 6930V, YOM 1999 | Substation
000880039 | CAPACITOR ASSEMBLY | Capacitor Can, Shunt ASEA Type CHF-101, 12.1 Micro Farad, 222.2kVAr 7790V, INT Discharger 3.78M Ohm, 28.5A, spares for Yeppoon Sub, 11kV Capacitor | Substation
002457612 | CAPACITOR ASSEMBLY | Type CHD 167kVAr, 6.98kV, 50Hz, Single Bushing | Substation
000880001 | CAPACITOR ASSEMBLY | Capacitor Can, Ripple Injection ASEA Type CHE-539B, INT Discharger 25M Ohm, 92.3kV Working Voltage, 14kV Insulation Level 50/125kV, 7/28A, 50/225Hz | Substation
000000289 | CAPACITOR ASSEMBLY | Type CHPA101, 9uF, 7.4kV, 50Hz, 1 Ph, Capacitor Can, Impregnated Type, Faradol ASEA, YOM 1981 | Network Spares
002442275 | CAPACITOR ASSEMBLY | Type CHD770B, 14.5 to 15.5uf Range, 504kVAr, 50Hz, 1 Ph, 10480V, YOM 2000 | Substation
002462471 | CAPACITOR,FIXED | Tap Changer Capacitor, QD5 & QD8, 50µF, 440V, for CL7 Controller | Regulator
002462463 | CAPACITOR,FIXED | Tap Changer Capacitor, QD3, 15µF, 440V, for CL7 Controller | Regulator
002436020 | CARD | SCADA, SCD5200, SCD6000, ADI Module, 32DI, 4AI, 24V-129V, Analogue-Digital Input | Communications
002459667 | CARD | Micro SDHC 4GB, Class 10, Flash Card, for RCM Site Smart Reporter | Protection
002420909 | CARD | SCADA, SCD5200, SCD6000, Digital Output Module 8DO, 10A Relay | Communications
002466704 | CARD | SCADA, SCD6000, CPU PS Optonet Ethernet (COPE) | Communications
002491603 | CARD | Node Protection Card, High Output | Communications
002491637 | CARD | Eclipse, Fan Card, V2 | Communications
002475234 | CARD | Omron CS1 Series, PLC, Wired Controller Link Comms Unit | Remote Generation
002420891 | CARD | SCADA, SCD5200, Digital Output Module 12DO Pilot Relay | Communications
002468478 | CARD | RFL GARD8000 Teleprotection, System Display Card, TSD | Communications
002420875 | CARD | SCADA, SCD5200, Multi I/O 24DI 6AI 8DO Pilot 48V, Digitial-Analogue Input | Communications
002468403 | CARD | RFL GARD8000 Teleprotection, Power Supply 48/125V DC Card | Communications
002458230 | CARD | SCADA, RTU50, Pentium 3 Optonet Ethernet (P3OE) Master Processor, 16MB SDRAM | Communications
002468452 | CARD | RFL GARD8000 Teleprotection, Solid State Output Module Card, 6 Outputs | Communications
002468395 | CARD | RFL GARD8000 Teleprotection, Audio Teleprotection Card, 4 FSK Transceivers | Communications
002468445 | CARD | RFL GARD8000 Teleprotection, Solid State Input Unit Card, 6 Inputs | Communications
002468387 | CARD | RFL GARD8000 Teleprotection, Controller Module Card | Communications
002491645 | CARD | Eclipse, Node Controller Card, Serial Mgmt V3, High Output | Communications
002491611 | CARD | Eclipse, DAC, 16XE1/DS1 V3, Protectable | Communications
002468460 | CARD | RFL GARD8000 Teleprotection, Relay Output Unit Card, 6 Outputs | Communications
002468437 | CARD | RFL GARD8000 Teleprotection, Discrete I/ Base Card, 2 Daughter Board Card Slots, Compression Block Terminals | Communications
002491629 | CARD | DAC GE3 Gigabit Ethernet Switch Card | Communications
002420826 | CARD | SCADA, SCD5200, SCD6000, Comms Card, 8CH Serial Module, RS-485/RS-232 | Communications
002466696 | CARD | SCADA, SCD6000, CPU Optonet Ethernet (COE) | Communications
002475176 | CARD | Omron CS1 Series, PLC, CPU Serial Inner Board, RS422/485, RS232 | Remote Generation
002483790 | CARD,INFORMATION | Notification Card Book, PIN Waiver approval form, 100 Leaves, 215x100mm | Signs
002422202 | CARTRIDGE DISPENSER | Application Gun, for Expanding Foam Filling Compound | U/G Equipment
000016946 | CARTRIDGE,RESPIRATOR,AIR FILTERING | Sundstrom SR217 Gas Filter, Protection against Organic Gases & Vapours (eg Solvents), Pack of 5 | PPE, Hardware & Tools
000016947 | CARTRIDGE,RESPIRATOR,AIR FILTERING | Sundstrom SR510 P3 Particle Filter, Protection against all Types of Solid or Liquid Particles larger than 0.3 Microns (0.0003mm), Dust, Oil, Mist, Bacterial, | PPE, Hardware & Tools
002455434 | CARTRIDGE,RESPIRATOR,AIR FILTERING | Pro2000 PF 10, P3 PAPR, Particulate Filter, for Solid/Liquid Particulates, Radioactive/Toxic Particles, Bacteria, Viruses, Fumes/Mists | Hardware & Tools
000022451 | CARTRIDGE,RESPIRATOR,AIR FILTERING | Sundstrom SR315 ABE Gas Filter, Protection when Cutting, Heating & Welding Galv Steel, Pack of 5 | PPE, Hardware & Tools
002403707 | CASE,SPECTACLES | Soft Padded Vinyl c/w Velcro Catch & Belt Loop to suit Large Spectacles | PPE, Hardware & Tools
002400277 | CASE,SPECTACLES | For Safety Glass | PPE, Hardware & Tools
000030095 | CASE,SWITCH BOX | Enclosure, Industrial Mounting Back Box, 294 x 294 x 63mm H, 9 Gang, 3Ph, 1Ph Outlet, Orange | Substation Accessories
000003269 | CELL,COUPLING | Columboola, 33kV, 425Hz, Comprises of 1 x T36/120/425/II R&S Isolating Transformer, 3 x T72 /DK/ 160/ 30.60 Tuning Coils, 6 x Phao 15.23/2.4uF | Substation
002421550 | CELL,COUPLING | 66kV, AFLC | Substation
000325402 | CEMENT | 20kg Bag (84 Bags per Pallet) (scm) SUPPLY ON ONE WAY PALLETS ONLY | Cement, Concrete & Mortar
000025531 | CHAIN,CHAINSAW | Replacement Chain, for Milwaukee 18V Battery Chainsaw | Hardware & Tools
002489276 | CHAIN,CHAINSAW | Milwaukee, M18 Fuel, 254mm, Replacement Chain to suit Pole Saw | Hardware & Tools
002471183 | CHAINSAW | Milwaukee 18V Battery Chainsaw Kit c/w Spare Chain, 1 x 6Ah Battery, 1 x 12Ah Battery, Chainsaw Bag, 1L Bar Oil, Sharpening File & Jig | Hardware & Tools
002471191 | CHAINSAW | Milwaukee 18V Battery Chainsaw, Skin Only | Hardware & Tools
002489250 | CHAINSAW | Pole Saw Attachment, M18 Fuel, 254mm Bar & Chain, QUIK-LOK Connection, Automatic Oiler, 124cm L | Hardware & Tools
002078123 | CHAMBER | Quench, EE, 22kV, OKW3, OCB | Substation
002078204 | CHAMBER | Deion, 66kV OCB, Galileo | Substation
002476570 | CHAMBER,ARC | Arcing Chamber, Locator, (Plastic), For use in Magnefix / Hazemeyer MD4 RMU | Tools & Equipment
002078255 | CHAMBER,ARC | Arc Interruption, ASS 3Ph, 22kV OCB | Substation
002442481 | CHANNEL,STRUCTURAL | Cross Member, 200 x 200 x 5 SHS 4325 Lg, Stamp with "IIN2442481" EE Dwg 1030235-02 | Subtransmission
000030196 | CHANNEL,STRUCTURAL | Unistrut, 3m Lg, 41 x 41mm, 2.5mm Thk, Galvabond | Line Support Equip
000030197 | CHANNEL,STRUCTURAL | Unistrut, 3m Lg, 41 x 41mm, 2.5mm Thk, Galv Steel | Line Support Equip
000030201 | CHANNEL,STRUCTURAL | Unistrut, 3m Lg, 41 x 22mm, 2.5mm Thk, Galv Steel | Line Support Equip
000030199 | CHANNEL,STRUCTURAL | Unistrut, 6m Lg, 41 x 22mm, 2.5mm Thk, Galv Steel | Line Support Equip
000030198 | CHANNEL,STRUCTURAL | Unistrut, 6m Lg, 41 x 22mm, 2.5mm Thk, Galvabond | Line Support Equip
000030200 | CHANNEL,STRUCTURAL | Unistrut, 3m Lg, 41 x 22mm, 2.5mm Thk, Galvabond | Line Support Equip
000030195 | CHANNEL,STRUCTURAL | Unistrut, 6m Lg, 41 x 41mm, 2.5mm Thk, Galvabond | Line Support Equip
002403874 | CHANNEL,STRUCTURAL | Unistrut, 6m Lg, 41 x 41mm, 2.5mm Thk, Galv Steel | Line Support Equip
002490563 | CHARGER,BATTERY | APR48-ES, Energy Saver Rectifier Module, 48V DC, 2000W | Communications
002482891 | CHARGER,BATTERY | 110V, 16A, Substation Battery Charger, suits both single & dual string, Alpha Cordex, EESS-10735-01-0C, Contract 10591, Item 65 | Substation Batteries
002482883 | CHARGER,BATTERY | 110V, 10A, Substation Battery Charger, suits both single & dual string, Alpha Cordex, EESS-10735-01-0C, Contract 10591, Item 64 | Substation Batteries
002482875 | CHARGER,BATTERY | 125V, 40A, Substation Battery Charger, suits both single & dual string, Alpha Cordex, EESS-10735-01-0C, Contract 10591, Item 63 | Substation Batteries
002482867 | CHARGER,BATTERY | 125V, 32A, Substation Battery Charger, suits both single & dual string, Alpha Cordex, EESS-10735-01-0C, Contract 10591, Item 62 | Substation Batteries
002482859 | CHARGER,BATTERY | 125V, 25A, Substation Battery Charger, suits both single & dual string, Alpha Cordex, EESS-10735-01-0C, Contract 10591, Item 61 | Substation Batteries
000022273 | CHARGER,BATTERY | 14.4 V;5.6 AMP AC;230 V;50-60 HZ;SUITS RECHARGEABLE BATTERIES;U/W IZUMI TOOLS,14.4 V NICD & NIHM, LITHIUM ONLY; U/W RECHARGEABLE BATTERY SC21315 (NIMH & | Hardware & Tools
002476919 | CHARGER,BATTERY | 18 V Milwaukee Battery Power Source; USB Port. | Hardware & Tools
000024185 | CHARGER,BATTERY | Milwaukee 18V, 6-Bay Sequential Charger, for Li-Ion Batteries | Hardware & Tools
000022011 | CHARGER,BATTERY | Milwaukee 12-18V Rapid Charge, 220-240V, 50-60Hz, for Li-Ion Batteries | Hardware & Tools
002439305 | CHARGER,BATTERY | 240V AC Input, 110V DC 63A Output, 42U High Cabinet c/w 7 x Separately Packed Rectifiers, EE Dwg 929221-01, 929225-01, 933155-01 & 970587-02, ETS 2005/659/T | Substation
002483048 | CHARGER,BATTERY | 24V, 40A, Substation Battery Charger, suits both single & dual string, Alpha Cordex, EESS-10735-01-0C, Contract 10591, Item 80 | Substation Batteries
002483006 | CHARGER,BATTERY | 48V, 160A, Substation Battery Charger, suits both single & dual string, Alpha Cordex, EESS-10735-01-0C, Contract 10591, Item 76 | Substation Batteries
002482990 | CHARGER,BATTERY | 48V, 80A, Substation Battery Charger, suits both single & dual string, Alpha Cordex, EESS-10735-01-0C, Contract 10591, Item 75 | Substation Batteries
002482982 | CHARGER,BATTERY | 48V, 40A, Substation Battery Charger, suits both single & dual string, Alpha Cordex, EESS-10735-01-0C, Contract 10591, Item 74 | Substation Batteries
002482974 | CHARGER,BATTERY | 48V, 32A, Substation Battery Charger, suits both single & dual string, Alpha Cordex, EESS-10735-01-0C, Contract 10591, Item 73 | Substation Batteries
002482966 | CHARGER,BATTERY | 48V, 25A, Substation Battery Charger, suits both single & dual string, Alpha Cordex, EESS-10735-01-0C, Contract 10591, Item 72 | Substation Batteries
002482958 | CHARGER,BATTERY | 48V, 16A, Substation Battery Charger, suits both single & dual string, Alpha Cordex, EESS-10735-01-0C, Contract 10591, Item 71 | Substation Batteries
002482941 | CHARGER,BATTERY | 48V, 10A, Substation Battery Charger, suits both single & dual string, Alpha Cordex, EESS-10735-01-0C, Contract 10591, Item 70 | Substation Batteries
002482933 | CHARGER,BATTERY | 110V, 63A, Substation Battery Charger, suits both single & dual string, Alpha Cordex, EESS-10735-01-0C, Contract 10591, Item 69 | Substation Batteries
002482925 | CHARGER,BATTERY | 110V, 40A, Substation Battery Charger, suits both single & dual string, Alpha Cordex, EESS-10735-01-0C, Contract 10591, Item 68 | Substation Batteries
002482917 | CHARGER,BATTERY | 110V, 32A, Substation Battery Charger, suits both single & dual string, Alpha Cordex, EESS-10735-01-0C, Contract 10591, Item 67 | Substation Batteries
002482909 | CHARGER,BATTERY | 110V, 25A, Substation Battery Charger, suits both single & dual string, Alpha Cordex, EESS-10735-01-0C, Contract 10591, Item 66 | Substation Batteries
002464881 | CHARGER,BATTERY | BCH500, Station, 500W, Input 230V AC, 4.7A, Output 24-27.6V, 18A, 352 x 132 x 62mm, Power & Charger Fail Alarm, Low Battery Alarm | Remote Generation
002464873 | CHARGER,BATTERY | BCH300, Genset, 300W, Input 230V AC, 2.8A, Output 24-27.6V, 11A, 290 x 132 x 62mm, Power & Charger Fail Alarm, Low Battery Alarm | Remote Generation
002483022 | CHARGER,BATTERY | 32V - Using DC DC Converter, 25A, Substation Battery Charger, suits both single & dual string, Alpha Cordex, EESS-10735-01-0C, C/T 10591, Item 78 | Substation Batteries
002483014 | CHARGER,BATTERY | 32V - Using DC DC Converter, 10A, Substation Battery Charger, suits both single & dual string, Alpha Cordex, EESS-10735-01-0C, C/T 10591, Item 77 | Substation Batteries
002483030 | CHARGER,BATTERY | 32V - Using DC DC Converter, 32A, Substation Battery Charger, suits both single & dual string, Alpha Cordex, EESS-10735-01-0C, C/T 10591, Item 79 | Substation Batteries
002498459 | CHARGER,BATTERY | Metabo Dual Quick Charger, ASC 145 Duo, 12-36V, Air-Cooled | Tools & Equipment
002496727 | CHARGER,BATTERY | Versaflo TR-344A, PAPR Quad-Station Battery Charger Kit, for Versaflo TR-300 Series PAPR | HS & PPE
002469591 | CHARGER,BATTERY | 32V, 32A Output DC CB, 2 Rectifiers, Subs Supply Battery Charger, to meet Specification EESS-10735-01-0B | Substation Batteries
002469583 | CHARGER,BATTERY | 32V, 25A Output DC CB, 2 Rectifiers, Subs Supply Battery Charger, to meet Specification EESS-10735-01-0B | Substation Batteries
002452969 | CHARGER,BATTERY | High Reliability, 16A Load, 24hrs Autonomy, 384hrs Total Cap, 1 x 45U600D Rack c/w R=2+2 (4 x APR48-3G) & B=2+2 (16 x PWTC12F_100FR) ETS 2009/0475/T | Communications
002452951 | CHARGER,BATTERY | Fully Duplicated, 50A Load, 16hrs Autonomy, 800hrs Total Cap, 2 x 45U600D Racks c/w R=3+3 (6 x APR48-3G) & B=4+4 (32 x PWTC12F_100FR) ETS 2009/0475/T | Communications
002452944 | CHARGER,BATTERY | Fully Duplicated, 75A Load, 16hrs Autonomy, 1200hrs Total Cap, 2 x 45U600D Racks c/w R=3+3 (6 x APR48-3G) & B=4+4 (32 x PWTC12F_150FR) ETS 2009/0475/T | Communications
002452936 | CHARGER,BATTERY | Fully Duplicated, 100A Load, 16hrs Autonomy, 1600hrs Total Cap, 2 x 45U600D Racks c/w R=4+4 (8 x APR48-3G) & B=5+5 (40 x PWTC12F_150FR) ETS 2009/0475/T | Communications
002452993 | CHARGER,BATTERY | Standard DC Supply, 16A Load c/w Subrack R=2 (2 x APR48-3G) & B=0 w/out Panel, ETS 2009/0475/T Item 5 | Communications
002453009 | CHARGER,BATTERY | APR48-ES, Rectifier Module, Max 1800W at 48V | Communications
000025367 | CHARGER,BATTERY | CHARGER LI-ION SINGLE 18V RAPID MAKITA; | Hardware & Tools
002469625 | CHARGER,BATTERY | Milwaukee 12-18V Automotive Charger c/w Car Accessory Plug, for Li-Ion Batteries | Hardware & Tools
002406279 | CHART | S 0.15A, GE No. 303A-1 | Substation
002406276 | CHART | S Amp Bristol 3801 0-5A, 7 DAY | Substation
002406280 | CHART | S Volt Takemoto 3225T | Substation
002406275 | CHART | S Amp Bristol 3800 0-5A, 1 DAY | Substation
002406272 | CHART | S Maximum Demand LANDIS & GYR NACEFI 8070424 | Substation
002406273 | CHART | S Amp Westinghouse 542D768H03 0-5A | Substation
002406278 | CHART | S Volt Recording, V 2A3-1, Rang 0-140V | Substation
002406277 | CHART | S Volt Westinghouse 542D768H02, 1 DAY | Substation
002406274 | CHART | S Amp Westinghouse 542D771H02 0-5A | Substation
002491819 | CHASSIS,ELEC | Module Chassis, 19" Rack-Mount, Conformal Coat, Node License 505120XX4, c/w SEL5051 Network Mgt System Client Software, for SEL ICON | Communications
002468361 | CHASSIS,ELEC | RFL GARD8000 Teleprotection, Front Panel Assembly, 3RU w/out Touchscreen Display | Communications
002468353 | CHASSIS,ELEC | RFL GARD8000 Teleprotection, Chassis Assembly, 3RU | Communications
002484038 | CHUCK,INDEPENDENT-UNIVERSAL JAW | Blank, Sunrise Attachment (Live Line Tools) | Tools & Equipment
002434918 | CHUTE,ARC | Switch Contacts, Arc Shield, ABS Stanger 630A, Manufacture Dwg 68587 | Protection
000003966 | CHUTE,ARC | Blast Shield for N-Series Recloser | Substation
002449403 | CIRCUIT BREAKER | LV 1200/1600A, 3Ph, suit Mounting on Schneider LV Frame in 22kV, 1000kVA Padmount c/w Busbar Subassembly (scm) | Protection
000003375 | CIRCUIT BREAKER | 170kV, 1250A, 40kA, HV Terminal Palm, Aust Std Type 5, ETS 2004/027/T Item 3, ABB LTB | Substation
002494375 | CIRCUIT BREAKER | MCB, Acti9 iC60N, 40A, 2 Pole, 415V AC, 60V DC, C-Curve | Substation Batteries
002494417 | CIRCUIT BREAKER | MCB, Acti9 iC60N, 63A, 3 Pole, 415V AC, 60V DC, C-Curve | Substation Batteries
000005000 | CIRCUIT BREAKER | 72.5kV Live Tank, 2000A, 31.5kA/3sec, 125V DC Aux, 240V AC Spring Motor Charge L4 Pollution c/w No.5 Al Terminals 1250A Outdoor, JBP 10142 Group K Item 6, | Switchgear Substation
002468577 | CIRCUIT BREAKER | 145kV Dead Tank, 2000A, 40kA, Outdoor Unit c/w 110V DC Aux Supply & 240V AC Spring Motor Charge, 1A CTs 4 x Prot & 2 x Mtrg, 3 Pole, 00000977 Part 3 | Substation
002468569 | CIRCUIT BREAKER | 145kV Dead Tank, 2000A, 40kA, Outdoor Unit c/w 48V DC Aux Supply & 240V AC Spring Motor Charge, 1A CTs 4 x Prot & 2 x Mtrg, 3 Pole, 00000977 Part 3 | Substation
002468551 | CIRCUIT BREAKER | 145kV Dead Tank, 2000A, 40kA, Outdoor Unit c/w 32V DC Aux Supply & 240V AC Spring Motor Charge, 1A CTs 4 x Prot & 2 x Mtrg, 3 Pole, 00000977 Part 3 | Substation
002468544 | CIRCUIT BREAKER | 145kV, 2000A, 40kA/3sec, 125V DC Control, 125V DC Motor, L4 Pollution, Composite Bushings, 1 Pole, 00000977 Part 3 Item 12, GE GL312P F3 | Substation
002468536 | CIRCUIT BREAKER | 145kV, 2000A, 40kA/3sec, 110V DC Control, 110V DC Motor, L4 Pollution, Composite Bushings, 1 Pole, 00000977 Part 3 Item 11, GE GL312P F3 | Substation
002468528 | CIRCUIT BREAKER | 145kV, 2000A, 40kA/3sec, 125V DC Control, 240V AC Motor, L4 Pollution, Composite Bushings, 1 Pole, 00000977 Part 3 Item 10, GE GL312P F3 | Substation
002468510 | CIRCUIT BREAKER | 145kV, 2000A, 40kA/3sec, 110V DC Control, 240V AC Motor, L4 Pollution, Composite Bushings, 1 Pole, 00000977 Part 3 Item 9, GE GL312P F3 | Substation
002468502 | CIRCUIT BREAKER | 145kV, 2000A, 40kA/3sec, 48V DC Control, 240V AC Motor, L4 Pollution, Composite Bushings, 1 Pole, 00000977 Part 3 Item 8, GE GL312P F3 | Substation
000003427 | CIRCUIT BREAKER | MCB iC60H, 16A, 2 Pole, 415V AC 15kA C-Curve, 125V DC 15kA, 36 x 85 x 79mm, 35mm DIN Rail Mount | Substation
000003725 | CIRCUIT BREAKER | 72.5kV Dead Tank, 2500A, 25kA/3sec, 32V DC Aux, 240V AC Spring Motor Charge, L4 Pollution c/w 5A CT's 4 x Bushing Protection CT & 1 x Bushing Metering CT, | Switchgear Substation
000003723 | CIRCUIT BREAKER | 72.5kV Dead Tank, 2500A, 25kA/3sec, 32V DC Aux, 240V AC Spring Motor Charge, L4 Pollution c/w 1A CT's 4 x Bushing Protection CT & 2 x Bushing Metering CT, | Switchgear Substation
002486694 | CIRCUIT BREAKER | MCB, Acti9 iC60N, 6A, 1 Pole, C-Curve, DIN Rail | Communications
002490027 | CIRCUIT BREAKER | MCB C60H-DC, 32A, 2 Pole, 500V DC, C-Curve | Substation Batteries
002490001 | CIRCUIT BREAKER | MCB C60H-DC, 20A, 2 Pole, 500V DC, C-Curve | Substation Batteries
002489995 | CIRCUIT BREAKER | MCB C60H-DC, 16A, 2 Pole, 500V DC, C-Curve | Substation Batteries
002489953 | CIRCUIT BREAKER | MCB C60H-DC, 2A, 2 Pole, 500V DC, C-Curve | Substation Batteries
002468668 | CIRCUIT BREAKER | 145kV Dead Tank, 2000A, 40kA, Outdoor Unit c/w 125V DC Aux Supply & 125V DC Spring Motor Charge, 1A CTs 4 x Prot & 2 x Mtrg, 1 Pole, 00000977 Part 3 | Substation
002405391 | CIRCUIT BREAKER | 1250A, 35kA, Moulded Case, Adjustible Thermal, Short Term Trip Characteristics Tinned Cu Terminals, to suit 185mm Cable Lugs (Standard Type Connectors) | Protection
002493385 | CIRCUIT BREAKER | MCB, Acti9 iC60H, 6A, 1 Pole, C-Curve | Substation Accessories
000003211 | CIRCUIT BREAKER | Switchboard Panel Complete, 12kV, 2500A, 31.5kA/3Sec, CT1, 230V AC Aux, 48V DC Controls, L2 Pollution, Feeder Capicator Bank to 10MVar, Schedule 6.1.1 Item 1C, | Substation
000000305 | CIRCUIT BREAKER | 66kV Live Head, 1250A, 1.5kA/3sec, ASEA, HLC 72.5/1250A, Serial No: 2176298, Plant Id: CB92762666, Oil CB, YOM 1972 | Network Spares
000003215 | CIRCUIT BREAKER | Switchboard Panel Complete, 12kV, 2500A, 31.5kA/3Sec, 230V AC Aux, 48V DC Controls, L2 Pollution, Bus Tie (Bus2/Bus3) Schedule 6.1.1 Item 1K, | Substation
002484871 | CIRCUIT BREAKER | 1600A, 42kA/1Sec, ACB Std, Sentron 3WL, ETU45B | U/G Equipment
002484897 | CIRCUIT BREAKER | 3200A, 65kA/1Sec, ACB Std, Sentron 3WL, ETU45B | U/G Equipment
000000313 | CIRCUIT BREAKER | 33kV Live Head, 800A, 0.75kA/3sec, ENGLISH ELECTRIC, OKW3, Serial No: AGV0964 0001D, Plant Id: CB91530135, Oil CB, YOM 1967 | Network Spares
000000312 | CIRCUIT BREAKER | 33kV Live Head, 800A, 0.75kA/3sec, ENGLISH ELECTRIC, OKW3, Serial No: AGW1164 0001A, Plant Id: CB91533461, Oil CB, YOM 1967 | Network Spares
002488732 | CIRCUIT BREAKER | 72.5kV, 3150A, 40kA/3sec, Outdoor SF6 Dead Tank, 3 Pole Operated CB Unit c/w 4 Bushing Protn CTs & 2 Bushing Mtrg CTs 110VDC Aux & 110VDC Motor Supply, L4 | Switchgear Substation
002488724 | CIRCUIT BREAKER | 72.5kV, 3150A, 40kA/3sec, Outdoor SF6 Dead Tank, 3 Pole Operated CB Unit c/w 4 Bushing Protn CTs & 2 Bushing Mtrg CTs 125VDC Aux & 230VAC Motor Supply, L4 | Switchgear Substation
002488716 | CIRCUIT BREAKER | 72.5kV, 3150A, 40kA/3sec, Outdoor SF6 Dead Tank, 3 Pole Operated CB Unit c/w 4 Bushing Protn CTs & 2 Bushing Mtrg CTs 110VDC Aux & 230VAC Motor Supply, L4 | Switchgear Substation
002488708 | CIRCUIT BREAKER | 72.5kV, 3150A, 40kA/3sec, Outdoor SF6 Dead Tank, 3 Pole Operated CB Unit c/w 4 Bushing Protn CTs & 2 Bushing Mtrg CTs 48VDC Aux & 230VAC Motor Supply, L4 | Switchgear Substation
002488690 | CIRCUIT BREAKER | 72.5kV, 3150A, 40kA/3sec, Outdoor SF6 Dead Tank, 3 Pole Operated CB Unit c/w 4 Bushing Protn CTs & 2 Bushing Mtrg CTs 32VDC Aux & 230VAC Motor Supply, L4 | Switchgear Substation
002488682 | CIRCUIT BREAKER | 72.5kV, 3150A, 40kA/3sec, Outdoor SF6 Live Tank, 1 Pole Operated CB Unit c/w 125VDC Aux & 125VDC Motor Supply, L4 Pollution, 10546 item 62, GE GL309 F3 | Switchgear Substation
002488674 | CIRCUIT BREAKER | 72.5kV, 3150A, 40kA/3sec, Outdoor SF6 Live Tank, 1 Pole Operated CB Unit c/w 110VDC Aux & 110VDC Motor Supply, L4 Pollution, 10546 item 61, GE GL309 F3 | Switchgear Substation
002488666 | CIRCUIT BREAKER | 72.5kV, 3150A, 40kA/3sec, Outdoor SF6 Live Tank, 1 Pole Operated CB Unit c/w 125VDC Aux & 230VAC Motor Supply, L4 Pollution, 10546 item 60, GE GL309 F3 | Switchgear Substation
002488658 | CIRCUIT BREAKER | 72.5kV, 3150A, 40kA/3sec, Outdoor SF6 Live Tank, 1 Pole Operated CB Unit c/w 110VDC Aux & 230VAC Motor Supply, L4 Pollution, 10546 item 59, GE GL309 F3 | Switchgear Substation
002488641 | CIRCUIT BREAKER | 72.5kV, 3150A, 40kA/3sec, Outdoor SF6 Live Tank, 1 Pole Operated CB Unit c/w 48VDC Aux & 230VAC Motor Supply, L4 Pollution, 10546 item 58, GE GL309 F3 | Switchgear Substation
002488633 | CIRCUIT BREAKER | 72.5kV, 3150A, 40kA/3sec, Outdoor SF6 Live Tank, 1 Pole Operated CB Unit c/w 32VDC Aux & 230VAC Motor Supply, L4 Pollution, 10546 item 57, GE GL309 F3 | Switchgear Substation
002488625 | CIRCUIT BREAKER | 72.5kV, 3150A, 40kA/3sec, Outdoor SF6 Live Tank, 3 Pole Operated CB Unit c/w 125VDC Aux & 125VDC Motor Supply, L4 Pollution, 10546 item 50, GE GL309 F1 | Switchgear Substation
002488617 | CIRCUIT BREAKER | 72.5kV, 3150A, 40kA/3sec, Outdoor SF6 Live Tank, 3 Pole Operated CB Unit c/w 110VDC Aux & 110VDC Motor Supply, L4 Pollution, 10546 item 49, GE GL309 F1 | Switchgear Substation
002488609 | CIRCUIT BREAKER | 72.5kV, 3150A, 40kA/3sec, Outdoor SF6 Live Tank, 3 Pole Operated CB Unit c/w 125VDC Aux & 230VAC Motor Supply, L4 Pollution, 10546 item 48, GE GL309 F1 | Switchgear Substation
002488591 | CIRCUIT BREAKER | 72.5kV, 3150A, 40kA/3sec, Outdoor SF6 Live Tank, 3 Pole Operated CB Unit c/w 110VDC Aux & 230VAC Motor Supply, L4 Pollution, 10546 item 47, GE GL309 F1 | Switchgear Substation
002488583 | CIRCUIT BREAKER | 72.5kV, 3150A, 40kA/3sec, Outdoor SF6 Live Tank, 3 Pole Operated CB Unit c/w 48VDC Aux & 230VAC Motor Supply, L4 Pollution, 10546 item 46, GE GL309 F1 | Switchgear Substation
002488575 | CIRCUIT BREAKER | 72.5kV, 3150A, 40kA/3sec, Outdoor SF6 Live Tank, 3 Pole Operated CB Unit c/w 32VDC Aux & 230VAC Motor Supply, L4 Pollution, 10546 item 45, GE GL309 F1 | Switchgear Substation
002490050 | CIRCUIT BREAKER | MCB C60H-DC, 63A, 2 Pole, 500V DC, C-Curve | Substation Batteries
002490043 | CIRCUIT BREAKER | MCB C60H-DC, 50A, 2 Pole, 500V DC, C-Curve | Substation Batteries
002490035 | CIRCUIT BREAKER | MCB C60H-DC, 40A, 2 Pole, 500V DC, C-Curve | Substation Batteries
002490019 | CIRCUIT BREAKER | MCB C60H-DC, 25A, 2 Pole, 500V DC, C-Curve | Substation Batteries
002489979 | CIRCUIT BREAKER | MCB C60H-DC, 6A, 2 Pole, 500V DC, C-Curve | Substation Batteries
002489961 | CIRCUIT BREAKER | MCB C60H-DC, 4A, 2 Pole, 500V DC, C-Curve | Substation Batteries
002402330 | CIRCUIT BREAKER | LV, 2 x 80A Weatherproof Enclosure, Pole Mounting | Protection
002402331 | CIRCUIT BREAKER | LV, 2 x 63A, Weatherproof Enclosure, Pole Mounting | Protection
002402333 | CIRCUIT BREAKER | 440V AC, 16A, 6kA DIN Rail Mount (scm) | Protection
002402329 | CIRCUIT BREAKER | LV, 1 x 40A, Weatherproof Enclosure, Pole Mounting | Protection
002402328 | CIRCUIT BREAKER | LV, 2 x 55A, Weatherproof Enclosure, Pole Mounting | Protection
002474039 | CIRCUIT BREAKER | 36kV, 2000A, 31.5kA, MEIDENSHA NVBOA-30732B Outdoor Dead Tank CB Unit only c/w 125V DC Aux Supply & 125V DC Spring Charge Motor | Substation
002474013 | CIRCUIT BREAKER | 36kV, 2000A, 31.5kA, MEIDENSHA NVBOA-30732B Outdoor Dead Tank CB Unit only c/w 110V DC Aux Supply & 110V DC Spring Charge Motor | Substation
002474005 | CIRCUIT BREAKER | 36kV, 2000A, 31.5kA, MEIDENSHA Outdoor Dead Tank CB Unit only c/w 125V DC Aux Supply & 230V AC Spring Charge Motor | Substation
002473999 | CIRCUIT BREAKER | 36kV, 2000A, 31.5kA, MEIDENSHA NVBOA-30732B Outdoor Dead Tank CB Unit only c/w 110V DC Aux Supply & 230V AC Spring Charge Motor | Substation
002473981 | CIRCUIT BREAKER | 36kV, 2000A, 31.5kA, MEIDENSHA NVBOA-30732B Outdoor Dead Tank CB Unit only c/w 48V DC Aux Supply & 230V AC Spring Charge Motor | Substation
002473973 | CIRCUIT BREAKER | 36kV, 2000A, 31.5kA, MEIDENSHA NVBOA-30732B Outdoor Dead Tank CB Unit only c/w 32V DC Aux Supply & 230V AC Spring Charge Motor | Substation
002473916 | CIRCUIT BREAKER | 36kV, 2000A, 31.5kA, Horizon Outdoor Dead Tank CB Unit only c/w 125V DC Aux Supply | Substation
002473890 | CIRCUIT BREAKER | 36kV, 2000A, 31.5kA, Horizon Outdoor Dead Tank CB Unit only c/w 48V DC Aux Supply | Substation
002473882 | CIRCUIT BREAKER | 36kV, 2000A, 31.5kA, Horizon Outdoor Dead Tank CB Unit only c/w 32V DC Aux Supply | Substation
002400519 | CIRCUIT BREAKER | 440V AC, 10A, 6kA DIN Rail Mount | Protection
000406343 | CIRCUIT BREAKER | 250V, 100A, c/w Neutral Link, Pole Mounted Outdoor, PS4/006/OMDE/85 Rev B | Protection
000406327 | CIRCUIT BREAKER | 250V, 63A, 1 Ph, c/w Neutral Link, Pole Mounted Outdoor, PS4/006/OMDE/85 Rev B | Protection
000113005 | CIRCUIT BREAKER | 63A, CF1, Curve, 1 Single Pole | Protection
002473908 | CIRCUIT BREAKER | 36kV, 2000A, 31.5kA, Horizon Outdoor Dead Tank CB Unit only c/w 110V DC Aux Supply | Substation
000003797 | CIRCUIT BREAKER | 245kV Live Tank, 4000A, 50kA/3sec c/w 3 x 1Ph Mechanism Boxes, 110V DC Aux & Spring Motor Charge Supply, L3 Pollution (Heavy), Outdoor, JBP 10142 Group N, | Switchgear Substation
000003796 | CIRCUIT BREAKER | 245kV Live Tank, 4000A, 50kA/3sec c/w 1 x 3Ph Mechanism Box, 110V DC Aux & Spring Motor Charge Supply, L3 Pollution (Heavy), Outdoor, JBP 10142 Group N, | Switchgear Substation
000003914 | CIRCUIT BREAKER | MCB iC60H, 6A, 2 Pole, 415V AC 15kA C-Curve, 125V DC 15kA, 36 x 85 x 79mm, 35mm DIN Rail Mount | Substation
002486686 | CIRCUIT BREAKER | MCB, Acti9 iC60N, 2A, 1 Pole, C-Curve, DIN Rail | Communications
002494383 | CIRCUIT BREAKER | MCB, Acti9 iC60N, 50A, 2 Pole, 415V AC, 60V DC, C-Curve | Substation Batteries
002494359 | CIRCUIT BREAKER | MCB, Acti9 iC60N, 25A, 2 Pole, 415V AC, 60V DC, C-Curve | Substation Batteries
002494334 | CIRCUIT BREAKER | MCB, Acti9 iC60N, 16A, 2 Pole, 415V AC, 60V DC, C-Curve | Substation Batteries
002494326 | CIRCUIT BREAKER | MCB, Acti9 iC60N, 10A, 2 Pole, 415V AC, 60V DC, C-Curve | Substation Batteries
002494318 | CIRCUIT BREAKER | MCB, Acti9 iC60N, 6A, 2 Pole, 415V AC, 60V DC, C-Curve | Substation Batteries
000003428 | CIRCUIT BREAKER | MCB iC60H, 20A, 2 Pole, 415V AC 15kA C-Curve, 125V DC 15kA, 36 x 85 x 79mm, 35mm DIN Rail Mount | Substation
002494409 | CIRCUIT BREAKER | MCB, Acti9 iC60H, 32A, 3 Pole, 415V AC, 60V DC, C-Curve | Substation Batteries
002494367 | CIRCUIT BREAKER | MCB, Acti9 iC60N, 32A, 2 Pole, 415V AC, 60V DC, C-Curve | Substation Batteries
002494300 | CIRCUIT BREAKER | MCB, Acti9 iC60N, 4A, 2 Pole, 415V AC, 60V DC, C-Curve | Substation Batteries
000003421 | CIRCUIT BREAKER | MCB, 240/415V AC, 32A, 10kA, 3 Pole, C-Curve, DIN-T10 | Substation
000003423 | CIRCUIT BREAKER | MCB, 240/415V AC, 50A, 10kA, 3 Pole, C-Curve, DIN-T10 | Substation
002468775 | CIRCUIT BREAKER | LV 1250A, 3 Ph, to suit Mounting on Jean Muller LV Switchboards, 11kV 750kVA, Wilson Padmount c/w Busbar Subassembly (scm) | Protection
002468320 | CIRCUIT BREAKER | LV 1600A, 3 Ph, to suit Mounting on Jean Mulle LV Switchboards, 11kV 1000kVA, Wilson Padmount c/w Busbar Subassembly (scm) | Protection
002485662 | CIRCUIT BREAKER | Tembreak Pro MCCB 400 FRAME 36kA 3P 400A Basic Electronic | Switchboards U/G & Subs
002485654 | CIRCUIT BREAKER | Tembreak Pro MCCB 250 FRAME 36kA 3P 250A Basic Electronic | Switchboards U/G & Subs
002485647 | CIRCUIT BREAKER | Tembreak Pro MCCB 250 FRAME 36kA 3P 160A Basic Electronic | Switchboards U/G & Subs
002485639 | CIRCUIT BREAKER | Tembreak Pro MCCB 250 FRAME 36kA 3P 100A Basic Electronic | Switchboards U/G & Subs
002485621 | CIRCUIT BREAKER | Tembreak Pro MCCB 250 FRAME 36kA 3P 40A Basic Electronic | Switchboards U/G & Subs
000003422 | CIRCUIT BREAKER | MCB, 240/415V AC, 40A, 10kA, 3 Pole, C-Curve, DIN-T10 | Substation
002486702 | CIRCUIT BREAKER | MCB, Acti9 iC60N, 16A, 1 Pole, C-Curve, DIN Rail | Communications
000003289 | CIRCUIT BREAKER | MCB, 15A, St George STATCOM | Substation Accessories
000003287 | CIRCUIT BREAKER | MCB, 4A, Z-Trip, MC066, St George STATCOM | Substation Accessories
000003285 | CIRCUIT BREAKER | MCB, 480V AC, 4.5-6.3A, St George STATCOM | Substation Accessories
000003418 | CIRCUIT BREAKER | MCB, 240/415V AC, 6A, 10kA, 3 Pole, C-Curve, DIN-T10 | Substation
000003291 | CIRCUIT BREAKER | MCB, 15-50A, 1 Pole, EQ Frame, Type BQ, St George STATCOM | Substation Accessories
000003290 | CIRCUIT BREAKER | MCB, Complete Breaker Assemblies, St George STATCOM | Substation Accessories
000003288 | CIRCUIT BREAKER | MCB, 9-12A w/o Aux Contacts, St George STATCOM | Substation Accessories
000003425 | CIRCUIT BREAKER | Compact NSX160F, 415V, 160A, 36kA, Micrologic 2.2, 3 Pole, 105 x 161 x 86mm Backplate Mount, IP40 | Substation
002484889 | CIRCUIT BREAKER | 1600A, 42kA/1Sec, ACB Upgde, Sentron 3WL, ETU76B c/w COM35 | U/G Equipment
000000309 | CIRCUIT BREAKER | 33kV Dead Tank, 400A, 0.35kA, FERGUSON PAILIN, ROP32, Plant Id: CB93069700, Oil CB, YOM 1975 | Network Spares
002479905 | CIRCUIT BREAKER | LV 1600A, 3 Ph, to suit Mounting on Schneider LV Switchboards, 22kV 1000kVA, 22kV 1000kVA, Schneider Padmount c/w Busbar Subassembly (scm) | Protection
000000304 | CIRCUIT BREAKER | 132kV Live Head, 1250A, 2sec, ASEA, HLD 145/1250C, Serial No: 764610601, Plant Id: CB91918161, Oil CB, YOM 1977 | Network Spares
000003729 | CIRCUIT BREAKER | 72.5kV Live Tank, 2000A, 31.5kA/3sec, 32V DC Aux, 240V AC Spring Motor Charge, L4 Pollution c/w No.5 Al Terminals 1250A Outdoor, JBP 10142 Group K Item 4, | Substation
000000310 | CIRCUIT BREAKER | 66kV Live Head, 1200A, 21.9kA/3sec, REYROLLE, 66OSM10/X1, Serial No: 2ZSOSMT-55, Plant Id: CB92680623, Oil CB, YOM 1968 | Network Spares
000000306 | CIRCUIT BREAKER | 132kV Live Head, 1250A, 3.7kA/3sec, OERLIKON, TOFQ 150 12, Serial No: 972110H01.14, Plant Id: CB91695973, Oil CB, YOM 1969 | Network Spares
000003209 | CIRCUIT BREAKER | Switchboard Panel Complete, 12kV, 2500A, 31.5kA/3Sec, CT1, 230V AC Aux, 48V DC Controls, L2 Pollution, Feeder, Schedule 6.1.1 Item1B, ETS 2010/0048/T | Substation
000000328 | CIRCUIT BREAKER | 145kV Live Tank, 1250A, 31.5kA, Outdoor Unit, ASEA PLR145/2501E | Network Spares
000003424 | CIRCUIT BREAKER | Compact NSX100F, 415V, 100A, 36kA, Micrologic 2.2, 3 Pole, 105 x 161 x 86mm Backplate Mount, IP40 | Substation
002484905 | CIRCUIT BREAKER | 3200A, 65kA/1Sec, ACB Upgde, Sentron 3WL, ETU76B c/w COM35 | U/G Equipment
000000018 | CIRCUIT BREAKER | 66kV Live Head, 1250A, 31.5kA, EDF SK1-1 ABB | Network Spares
000000323 | CIRCUIT BREAKER | 33kV Dead Tank, 800A, 0.75kA/3sec, AEI, LGIC/44, Serial No: 10524, Plant Id: CB91459389, Oil CB, YOM 1967 | Network Spares
002480572 | CIRCUIT BREAKER | 1600A, 42kA/1 Sec, MCCB Std Retrofit Kit, Sentron 3VA2, ETU350 | U/G Equipment
002405387 | CIRCUIT BREAKER | 63A, CF-1, Pole Mounted, Standard Curve, Complete with Box. | Protection
000003229 | CIRCUIT BREAKER | 12kV, 630A, 31.5kA, Withdrawable, for Switchboard Type BV2, ETS 2010/0048/T, Sched 6.1.3 Item 1, Conneq iPower | Substation
000000315 | CIRCUIT BREAKER | 66kV Live Head, 800A, 2kA/3sec, ASEA, HKEYC 60/800, Serial No: 2112160, Plant Id: CB91662637, Oil CB, YOM 1961 | Network Spares
002496966 | CIRCUIT BREAKER | MCB, Acti9 iC60L, 10A, 2Pole, 60-415VDC, C-Curve, 25kA, 15000A, 50/60Hz, 8 x In +/- 20 %, 85 x 36 x 78.5mm, DIN Rail Mount | Remote Generation
000000210 | CIRCUIT BREAKER | 66kV, GEC Alstom | Network Spares
000000364 | CIRCUIT BREAKER | 145kV, 3150A, 31.5kA, 240V DC Control, 240V DC Motor, Type 120-SFM-32A, Mitsubishi, Contract H425/82 Item 2D, YOM 1985 | Network Spares
002480564 | CIRCUIT BREAKER | 1600A, 42kA/1 Sec, MCCB Upgde Retrofit Kit, Sentron 3VA2, ETU650 | U/G Equipment
000000326 | CIRCUIT BREAKER | 66kV Live Head, 1250A, 1.8kA/5sec, OERLIKON, TOFD 60 12, Serial No: 946906H02/1, Plant Id: CB92778413, Oil CB, YOM 1959 | Network Spares
000000303 | CIRCUIT BREAKER | 132kV Live Head, 1250A, 3.7kA/3sec, OERLIKON, TOFQ 150 12, Serial No: 972110H01.11, Plant Id: CB91772855, Oil CB, YOM 1963 | Network Spares
000000322 | CIRCUIT BREAKER | 66kV Live Head, 2000A, 3sec, GEC, FL1, Serial No: 821522/01B, Plant Id: CB92503876, Gas SF6 CB, YOM 1986 | Network Spares
000030093 | CIRCUIT BREAKER | 415V, 20A, 3Ph, 3 Pole 6kA, 3Ph, 1Ph Outlet, C Curve | Substation Accessories
000000017 | CIRCUIT BREAKER | 132kV Live Head, 3150A, 40kA, LTB170D1/B ABB | Network Spares
000003213 | CIRCUIT BREAKER | Switchboard Panel Complete, 12kV, 2500A, 31.5kA/3Sec, 2 x CT3, 230V AC Aux, 48V DC Controls, VT1, L2 Pollution, Bus Tie (Bus1/Bus2) Schedule 6.1.1 | Substation
000000218 | CIRCUIT BREAKER | 11kV, Schneider Electric, Indoor Withdrawable | Network Spares
000000314 | CIRCUIT BREAKER | 33kV Dead Tank, 1200A, 1kA/3sec, WESTINGHOUSE, 245-GC, Serial No: 25635, Plant Id: CB93087350, Oil CB, YOM 1989 | Network Spares
000000317 | CIRCUIT BREAKER | 33kV Dead Tank, 400A, 0.35kA/3sec, AEI, JB424 / WM1, Serial No: L154570, Plant Id: CB91943913, Oil CB, YOM 1965 | Network Spares
000000217 | CIRCUIT BREAKER | 33kV, Schneider Electric, Indoor Withdrawable | Network Spares
000000318 | CIRCUIT BREAKER | 33kV Dead Tank, 400A, 0.35kA/3sec, AEI, JB424 / WM1, Serial No: L154565, Plant Id: CB91949382, Oil CB, YOM 1965 | Network Spares
000003415 | CIRCUIT BREAKER | SHT TEL L2, 110-415V AC/110-125V DC, 9.6 Lg x 3.8 W x 8cm H, EE Dwg 948063-08 | Substation
000000307 | CIRCUIT BREAKER | 33kV Dead Tank, 400A, 0.35kA, FERGUSON PAILIN, ROP32, Plant Id: CB93068076, Oil CB, YOM 1975 | Network Spares
000003416 | CIRCUIT BREAKER | MCB, 240V AC, 16A, 10kA, 1 Pole, C-Curve, DIN-T10 | Substation
000000327 | CIRCUIT BREAKER | 145kV Live Tank, 1250A, 31.5kA, Outdoor Unit, Sprecher Energie HGF 312, ETS PE-SO-S721 | Network Spares
000000308 | CIRCUIT BREAKER | 33kV Dead Tank, 400A, 0.35kA, FERGUSON PAILIN, ROP32, Plant Id: CB93041129, Oil CB, YOM 1975 | Network Spares
000000311 | CIRCUIT BREAKER | 66kV Live Head, 1200A, 21.9kA/3sec, REYROLLE, 66OSM10/X1, Serial No: 2ZSOSMT-56, Plant Id: CB93053199, Oil CB, YOM 1968 | Network Spares
000000320 | CIRCUIT BREAKER | 66kV Live Head, 1250A, 1.8kA/5sec, OERLIKON, TOFD 60 12, Serial No: 946906H01.6, Plant Id: CB93164754, Oil CB, YOM 1960 | Network Spares
000000324 | CIRCUIT BREAKER | 33kV Dead Tank, 800A, 0.75kA/3sec, AEI, LGIC/44, Serial No: 10523, Plant Id: CB91459360, Oil CB, YOM 1967 | Network Spares
002496958 | CIRCUIT BREAKER | MCB, Acti9 iC60L, 10A, 1Pole, 60-240VAC, C-Curve, 25kA, 15000A, 50/60Hz, 8 x In +/- 20 %, 85 x 18 x 78.5mm, DIN Rail Mount | Remote Generation
000000325 | CIRCUIT BREAKER | 66kV Live Head, 1250A, 1.8kA/5sec, OERLIKON, TOFD 60 12, Serial No: 946906H02/2, Plant Id: CB92491709, Oil CB, YOM 1959 | Network Spares
000000211 | CIRCUIT BREAKER | 66kV, GEC Alstom (Damaged Pole) | Network Spares
XSOM00136 | CIRCUIT BREAKER | 22kV, 630A, 20kA 1 sec, IAC class A-FL 16kA 1 sec rated RM6 Ring Main | Energy Supplies
000000094 | CIRCUIT BREAKER | 145kV Live Head, 1250A, 31.5kA, Outdoor, 118 x 115 x 135cm, ABB | Network Spares
000030092 | CIRCUIT BREAKER | MCB, 250V, 20A - 30mA, 8kA, 2 Pole, 3Ph, 1Ph Outlet, RCBO Safety MCB | Substation Accessories
000003230 | CIRCUIT BREAKER | 12kV, 2500A, 31kA, Withdrawable, for Switchboard Type BV2, ETS 2010/0048/T, Sched 6.1.3 Item 2, Conneq iPower | Substation
000000321 | CIRCUIT BREAKER | 66kV Live Head, 2000A, 3sec, GEC, FL1, Serial No: FMA433424 & FMA433488, Plant Id: CB92311429, Gas SF6 CB, YOM 1986 | Network Spares
000000316 | CIRCUIT BREAKER | 66kV Live Head, 1250A, 1.8kA/5sec, OERLIKON, TOFD 60 12, Serial No: 960988H01.8, Plant Id: CB91488557, Oil CB, YOM 1961 | Network Spares
000003448 | CIRCUIT BREAKER | 11kV, 1250A, 31.5kA, 110V DC Motor Supply, 110V DC Control Supply, Areva Type HWX Vacuum Interrupter, Indoor | Substation
000000319 | CIRCUIT BREAKER | 66kV Live Head, 1250A, 1.8kA/5sec, OERLIKON, TOFD 60 12, Serial No: 946906H01/9, Plant Id: CB93158853, Oil CB, YOM 1959 | Network Spares
000003713 | CIRCUIT BREAKER | 72.5kV Dead Tank, 2500A, 25kA/3sec, 125V DC Aux & Spring Motor Charge, L4 Pollution c/w 5A CT's 4 x Bushing Protection CT & 1 x Bushing Metering CT, | Switchgear Substation
000003727 | CIRCUIT BREAKER | 72.5kV Live Tank, 2000A, 31.5kA/3sec, 110V DC Aux & Spring Motor Charge, L4 Pollution c/w No.5 Al Terminals 1250A Outdoor, JBP 10142 Group K Item 2, | Switchgear Substation
000003982 | CIRCUIT BREAKER | 145kV, 3150A, 40kA/3sec, 110V DC Control 110V DC Motor, L4 Pollution, Composite Bushings, 00000977 Part 3 Item 5, Alstom GL312P F1 | Switchgear Substation
000003715 | CIRCUIT BREAKER | 72.5kV Dead Tank, 2500A, 25kA/3sec, 110V DC Aux & Spring Motor Charge, L4 Pollution c/w 1A CT's 4 x Bushing Protection CT & 2 x Bushing Metering CT, | Switchgear Substation
002489052 | CIRCUIT BREAKER | 245kV, 3150A, 40kA/1sec, Outdoor SF6 Live Tank, 1 Pole Operated CB Unit c/w 110VDC Aux & 110VDC Motor Supply | Switchgear Substation
002489045 | CIRCUIT BREAKER | 145kV, 3150A, 40kA/1sec, Outdoor SF6 Dead Tank, 1 Pole Operated CB Unit c/w 4 Bushing Protn CTs & 2 Bushing Mtrg CTs 125VDC Aux & 125VDC Motor Supply | Switchgear Substation
002489037 | CIRCUIT BREAKER | 145kV, 3150A, 40kA/1sec, Outdoor SF6 Dead Tank, 1 Pole Operated CB Unit c/w 4 Bushing Protn CTs & 2 Bushing Mtrg CTs 110VDC Aux & 110VDC Motor Supply | Switchgear Substation
002489029 | CIRCUIT BREAKER | 145kV, 3150A, 40kA/1sec, Outdoor SF6 Dead Tank, 1 Pole Operated CB Unit c/w 4 Bushing Protn CTs & 2 Bushing Mtrg CTs 125VDC Aux & 230VAC Motor Supply | Switchgear Substation
002489011 | CIRCUIT BREAKER | 145kV, 3150A, 40kA/1sec, Outdoor SF6 Dead Tank, 1 Pole Operated CB Unit c/w 4 Bushing Protn CTs & 2 Bushing Mtrg CTs 110VDC Aux & 230VAC Motor Supply | Switchgear Substation
002489003 | CIRCUIT BREAKER | 145kV, 3150A, 40kA/1sec, Outdoor SF6 Dead Tank, 1 Pole Operated CB Unit c/w 4 Bushing Protn CTs & 2 Bushing Mtrg CTs 48VDC Aux & 230VAC Motor Supply | Switchgear Substation
002488997 | CIRCUIT BREAKER | 145kV, 3150A, 40kA/1sec, Outdoor SF6 Dead Tank, 1 Pole Operated CB Unit c/w 4 Bushing Protn CTs & 2 Bushing Mtrg CTs 32VDC Aux & 230VAC Motor Supply | Switchgear Substation
002488989 | CIRCUIT BREAKER | 145kV, 3150A, 40kA/1sec, Outdoor SF6 Dead Tank, 3 Pole Operated CB Unit c/w 4 Bushing Protn CTs & 2 Bushing Mtrg CTs 125VDC Aux & 125VDC Motor Supply | Switchgear Substation
002488971 | CIRCUIT BREAKER | 145kV, 3150A, 40kA/1sec, Outdoor SF6 Dead Tank, 3 Pole Operated CB Unit c/w 4 Bushing Protn CTs & 2 Bushing Mtrg CTs 110VDC Aux & 110VDC Motor Supply | Switchgear Substation
002488963 | CIRCUIT BREAKER | 145kV, 3150A, 40kA/1sec, Outdoor SF6 Dead Tank, 3 Pole Operated CB Unit c/w 4 Bushing Protn CTs & 2 Bushing Mtrg CTs 125VDC Aux & 230VAC Motor Supply | Switchgear Substation
002488955 | CIRCUIT BREAKER | 145kV, 3150A, 40kA/1sec, Outdoor SF6 Dead Tank, 3 Pole Operated CB Unit c/w 4 Bushing Protn CTs & 2 Bushing Mtrg CTs 110VDC Aux & 230VAC Motor Supply | Switchgear Substation
002488948 | CIRCUIT BREAKER | 145kV, 3150A, 40kA/1sec, Outdoor SF6 Dead Tank, 3 Pole Operated CB Unit c/w 4 Bushing Protn CTs & 2 Bushing Mtrg CTs 48VDC Aux & 230VAC Motor Supply | Switchgear Substation
002488930 | CIRCUIT BREAKER | 145kV, 3150A, 40kA/1sec, Outdoor SF6 Dead Tank, 3 Pole Operated CB Unit c/w 4 Bushing Protn CTs & 2 Bushing Mtrg CTs 32VDC Aux & 230VAC Motor Supply | Switchgear Substation
002488922 | CIRCUIT BREAKER | 145kV, 3150A, 40kA/1sec, Outdoor SF6 Live Tank, 1 Pole Operated CB Unit c/w 125VDC Aux & 125VDC Motor Supply | Switchgear Substation
002488914 | CIRCUIT BREAKER | 145kV, 3150A, 40kA/1sec, Outdoor SF6 Live Tank, 1 Pole Operated CB Unit c/w 110VDC Aux & 110VDC Motor Supply | Switchgear Substation
002488906 | CIRCUIT BREAKER | 145kV, 3150A, 40kA/1sec, Outdoor SF6 Live Tank, 1 Pole Operated CB Unit c/w 125VDC Aux & 230VAC Motor Supply | Switchgear Substation
002488898 | CIRCUIT BREAKER | 145kV, 3150A, 40kA/1sec, Outdoor SF6 Live Tank, 1 Pole Operated CB Unit c/w 110VDC Aux & 230VAC Motor Supply | Switchgear Substation
002488880 | CIRCUIT BREAKER | 145kV, 3150A, 40kA/1sec, Outdoor SF6 Live Tank, 1 Pole Operated CB Unit c/w 48VDC Aux & 230VAC Motor Supply | Switchgear Substation
002488872 | CIRCUIT BREAKER | 145kV, 3150A, 40kA/1sec, Outdoor SF6 Live Tank, 1 Pole Operated CB Unit c/w 32VDC Aux & 230VAC Motor Supply | Switchgear Substation
002488864 | CIRCUIT BREAKER | 145kV, 3150A, 40kA/1sec, Outdoor SF6 Live Tank, 3 Pole Operated CB Unit c/w 125VDC Aux & 125VDC Motor Supply, L4 Pollution, 10546 item 86, GE GL312 F1 | Switchgear Substation
002488856 | CIRCUIT BREAKER | 145kV, 3150A, 40kA/1sec, Outdoor SF6 Live Tank, 3 Pole Operated CB Unit c/w 110VDC Aux & 110VDC Motor Supply, L4 Pollution, 10546 item 85, GE GL312 F1 | Switchgear Substation
002488849 | CIRCUIT BREAKER | 145kV, 3150A, 40kA/1sec, Outdoor SF6 Live Tank, 3 Pole Operated CB Unit c/w 125VDC Aux & 230VAC Motor Supply, L4 Pollution, 10546 item 84, GE GL312 F1 | Switchgear Substation
002488831 | CIRCUIT BREAKER | 145kV, 3150A, 40kA/1sec, Outdoor SF6 Live Tank, 3 Pole Operated CB Unit c/w 110VDC Aux & 230VAC Motor Supply, L4 Pollution, 10546 item 83, GE GL312 F1 | Switchgear Substation
002488823 | CIRCUIT BREAKER | 145kV, 3150A, 40kA/1sec, Outdoor SF6 Live Tank, 3 Pole Operated CB Unit c/w 48VDC Aux & 230VAC Motor Supply, L4 Pollution, 10546 item 82, GE GL312 F1 | Switchgear Substation
002488815 | CIRCUIT BREAKER | 145kV, 3150A, 40kA/1sec, Outdoor SF6 Live Tank, 3 Pole Operated CB Unit c/w 32VDC Aux & 230VAC Motor Supply, L4 Pollution, 10546 item 81, GE GL312 F1 | Switchgear Substation
002488807 | CIRCUIT BREAKER | 72.5kV, 3150A, 40kA/3sec, Outdoor SF6 Dead Tank, 1 Pole Operated CB Unit c/w 4 Bushing Protn CTs & 2 Bushing Mtrg CTs 125VDC Aux & 125VDC Motor Supply, L4 | Switchgear Substation
002488799 | CIRCUIT BREAKER | 72.5kV, 3150A, 40kA/3sec, Outdoor SF6 Dead Tank, 1 Pole Operated CB Unit c/w 4 Bushing Protn CTs & 2 Bushing Mtrg CTs 110VDC Aux & 110VDC Motor Supply, L4 | Switchgear Substation
002488781 | CIRCUIT BREAKER | 72.5kV, 3150A, 40kA/3sec, Outdoor SF6 Dead Tank, 1 Pole Operated CB Unit c/w 4 Bushing Protn CTs & 2 Bushing Mtrg CTs 125VDC Aux & 230VAC Motor Supply, L4 | Switchgear Substation
002488773 | CIRCUIT BREAKER | 72.5kV, 3150A, 40kA/3sec, Outdoor SF6 Dead Tank, 1 Pole Operated CB Unit c/w 4 Bushing Protn CTs & 2 Bushing Mtrg CTs 110VDC Aux & 230VAC Motor Supply, L4 | Switchgear Substation
002488765 | CIRCUIT BREAKER | 72.5kV, 3150A, 40kA/3sec, Outdoor SF6 Dead Tank, 1 Pole Operated CB Unit c/w 4 Bushing Protn CTs & 2 Bushing Mtrg CTs 48VDC Aux & 230VAC Motor Supply, L4 | Switchgear Substation
002488757 | CIRCUIT BREAKER | 72.5kV, 3150A, 40kA/3sec, Outdoor SF6 Dead Tank, 1 Pole Operated CB Unit c/w 4 Bushing Protn CTs & 2 Bushing Mtrg CTs 32VDC Aux & 230VAC Motor Supply, L4 | Switchgear Substation
002488740 | CIRCUIT BREAKER | 72.5kV, 3150A, 40kA/3sec, Outdoor SF6 Dead Tank, 3 Pole Operated CB Unit c/w 4 Bushing Protn CTs & 2 Bushing Mtrg CTs 125VDC Aux & 125VDC Motor Supply, L4 | Switchgear Substation
000003286 | CIRCUIT BREAKER | MCB, 480V AC, 1.8-2.5A, St George STATCOM | Substation Accessories
000003916 | CIRCUIT BREAKER | 72.5kV Live Tank, 2000A, 31.5kA/3sec, 110V DC Aux, 240V AC Spring Motor Charge L4 Pollution c/w No.5 Al Terminals 1250A Outdoor, JBP 10142 Group K Item 5, | Switchgear Substation
002468494 | CIRCUIT BREAKER | 145kV, 2000A, 40kA/3sec, 32V DC Control, 240V AC Motor, L4 Pollution, Composite Bushings, 1 Pole, 00000977 Part 3 Item 7, GE GL312P F3 | Substation
000003983 | CIRCUIT BREAKER | 145kV, 3150A, 40kA/3sec, 125V DC Control 125V DC Motor, L4 Pollution, Composite Bushings, 00000977 Part 3 Item 6, Alstom GL312P F1 | Substation
000003981 | CIRCUIT BREAKER | 145kV, 3150A, 40kA/3sec, 125V DC Control 240V AC Motor, L4 Pollution, Composite Bushings, 00000977 Part 3 Item 4, Alstom GL312P F1 | Substation
000003980 | CIRCUIT BREAKER | 145kV, 3150A, 40kA/3sec, 110V DC Control 240V AC Motor, L4 Pollution, Composite Bushings, 00000977 Part 3 Item 3, Alstom GL312P F1 | Substation
000003979 | CIRCUIT BREAKER | 145kV, 3150A, 40kA/3sec, 48V DC Control, 240V AC Motor, L4 Pollution, Composite Bushings, 00000977 Part 3 Item 2, Alstom GL312P F1 | Substation
000003978 | CIRCUIT BREAKER | 145kV, 3150A, 40kA/3sec, 32V DC Control, 240V AC Motor, L4 Pollution, Composite Bushings, 00000977 Part 3 Item 1, Alstom GL312P F1 | Substation
002468650 | CIRCUIT BREAKER | 145kV Dead Tank, 2000A, 40kA, Outdoor Unit c/w 110V DC Aux Supply & 110V DC Spring Motor Charge, 1A CTs 4 x Prot & 2 x Mtrg, 1 Pole, 00000977 Part 3 | Substation
002468643 | CIRCUIT BREAKER | 145kV Dead Tank, 2000A, 40kA, Outdoor Unit c/w 125V DC Aux Supply & 240V AC Spring Motor Charge, 1A CTs 4 x Prot & 2 x Mtrg, 1 Pole, 00000977 Part 3 | Substation
002468635 | CIRCUIT BREAKER | 145kV Dead Tank, 2000A, 40kA, Outdoor Unit c/w 110V DC Aux Supply & 240V AC Spring Motor Charge, 1A CTs 4 x Prot & 2 x Mtrg, 1 Pole, 00000977 Part 3 | Substation
002468627 | CIRCUIT BREAKER | 145kV Dead Tank, 2000A, 40kA, Outdoor Unit c/w 48V DC Aux Supply & 240V AC Spring Motor Charge, 1A CTs 4 x Prot & 2 x Mtrg, 1 Pole, 00000977 Part 3 | Substation
002468619 | CIRCUIT BREAKER | 145kV Dead Tank, 2000A, 40kA, Outdoor Unit c/w 32V DC Aux Supply & 240V AC Spring Motor Charge, 1A CTs 4 x Prot & 2 x Mtrg, 1 Pole, 00000977 Part 3 | Substation
002468601 | CIRCUIT BREAKER | 145kV Dead Tank, 2000A, 40kA, Outdoor Unit c/w 125V DC Aux Supply & 125V DC Spring Motor Charge, 1A CTs 4 x Prot & 2 x Mtrg, 3 Pole, 00000977 Part 3 | Substation
002468593 | CIRCUIT BREAKER | 145kV Dead Tank, 2000A, 40kA, Outdoor Unit c/w 110V DC Aux Supply & 110V DC Spring Motor Charge, 1A CTs 4 x Prot & 2 x Mtrg, 3 Pole, 00000977 Part 3 | Substation
002468585 | CIRCUIT BREAKER | 145kV Dead Tank, 2000A, 40kA, Outdoor Unit c/w 125V DC Aux Supply & 240V AC Spring Motor Charge, 1A CTs 4 x Prot & 2 x Mtrg, 3 Pole, 00000977 Part 3 | Substation
002468726 | CIRCUIT BREAKER | 72.5kV, 2000A, 40kA/3sec, 125V DC Control, 125V DC Motor, L4 Pollution, 1 Pole, JBP 10142K Item 12, GE GL309 F3 | Switchgear Substation
002468718 | CIRCUIT BREAKER | 72.5kV, 2000A, 40kA/3sec, 110V DC Control, 110V DC Motor, L4 Pollution, 1 Pole, JBP 10142K Item 11, GE GL309 F3 | Switchgear Substation
002468700 | CIRCUIT BREAKER | 72.5kV, 2000A, 40kA/3sec, 125V DC Control, 240V AC Motor, L4 Pollution, 1 Pole, JBP 10142K Item 10, GE GL309 F3 | Switchgear Substation
002468692 | CIRCUIT BREAKER | 72.5kV, 2000A, 40kA/3sec, 110V DC Control, 240V AC Motor, L4 Pollution, 1 Pole, JBP 10142K Item 9, GE GL309 F3 | Switchgear Substation
002468684 | CIRCUIT BREAKER | 72.5kV, 2000A, 40kA/3sec, 48V DC Control, 240V AC Motor, L4 Pollution, 1 Pole, JBP 10142K Item 8, GE GL309 F3 | Switchgear Substation
002468676 | CIRCUIT BREAKER | 72.5kV, 2000A, 40kA/3sec, 32V DC Control, 240V AC Motor, L4 Pollution, 1 Pole, JBP 10142K Item 7, GE GL309 F3 | Switchgear Substation
000003426 | CIRCUIT BREAKER | MCB iC60H, 10A, 2 Pole, 415V AC 15kA C-Curve, 125V DC 15kA, 36 x 85 x 79mm, 35mm DIN Rail Mount | Substation
000003412 | CIRCUIT BREAKER | MCB RCD, 415V AC, 32A, 30mA, 3 P+N, 12 Lg x 12 W x 12cm H, Clip-On, EE Dwg 948063-08 | Substation
002494292 | CIRCUIT BREAKER | MCB, Acti9 iC60N, 2A, 2 Pole, 415V AC, 60V DC, C-Curve | Substation Batteries
000003915 | CIRCUIT BREAKER | MCB iC60H, 32A, 2 Pole, 415V AC 15kA C-Curve, 125V DC 15kA, 36 x 85 x 79mm, 35mm DIN Rail Mount | Substation
002402326 | CIRCUIT BREAKER | LV, 2 x 50A, Weatherproof Enclosure, Pole Mounting | Protection
000003414 | CIRCUIT BREAKER | MCB RCD, 240V AC, 20A, 10kA, 30mA, 1 Pole, 13.8 Lg x 4 W x 8cm H, DIN-T, EE Dwg 948063-08 | Substation
000003419 | CIRCUIT BREAKER | MCB, 240/415V AC, 16A, 10kA, 3 Pole, C-Curve, DIN-T10 | Substation
000003417 | CIRCUIT BREAKER | MCB, 240V AC, 20A, 10kA, 1 Pole, C-Curve, DIN-T10 | Substation
000003420 | CIRCUIT BREAKER | MCB, 240/415V AC, 20A, 10kA, 3 Pole, C-Curve, DIN-T10 | Substation
000003362 | CIRCUIT BREAKER | 36kV, 2000A, 25kA/3sec, 240V DC Control, 240V DC Motor, L4 Pollution, ETS 2009/0092/T Item 1, ABB VBF 36.20.25 | Substation
000003376 | CIRCUIT BREAKER | 170kV, 1250A, 40kA, HV Terminal Palm Fastening Set, Aust Std Type 5, ETS 2004/027/T Item 3, ABB LTB | Substation
000003728 | CIRCUIT BREAKER | 72.5kV Live Tank, 2000A, 31.5kA/3sec, 48V DC Aux, 240V AC Spring Motor Charge, L4 Pollution c/w No.5 Al Terminals 1250A Outdoor, JBP 10142 Group K Item 3, | Switchgear Substation
000003726 | CIRCUIT BREAKER | 72.5kV Live Tank, 2000A, 31.5kA/3sec, 125V DC Aux & Spring Motor Charge, L4 Pollution c/w No.5 Al Terminals 1250A Outdoor, JBP 10142 Group K Item 1, | Switchgear Substation
000003721 | CIRCUIT BREAKER | 72.5kV Dead Tank, 2500A, 25kA/3sec, 48V DC Aux, 240V AC Spring Motor Charge, L4 Pollution c/w 5A CT's 4 x Bushing Protection CT & 1 x Bushing Metering CT, | Switchgear Substation
000003719 | CIRCUIT BREAKER | 72.5kV Dead Tank, 2500A, 25kA/3sec, 48V DC Aux, 240V AC Spring Motor Charge, L4 Pollution c/w 1A CT's 4 x Bushing Protection CT & 2 x Bushing Metering CT, | Switchgear Substation
000003717 | CIRCUIT BREAKER | 72.5kV Dead Tank, 2500A, 25kA/3sec, 110V DC Aux & Spring Motor Charge, L4 Pollution c/w 5A CT's 4 x Bushing Protection CT & 1 x Bushing Metering CT, | Switchgear Substation
000003711 | CIRCUIT BREAKER | 72.5kV Dead Tank, 2500A, 25kA/3sec, 125V DC Aux & Spring Motor Charge, L4 Pollution c/w 1A CT's 4 x Bushing Protection CT & 2 x Bushing Metering CT, | Switchgear Substation
002489987 | CIRCUIT BREAKER | MCB C60H-DC, 10A, 2 Pole, 500V DC, C-Curve | Substation Batteries
002494391 | CIRCUIT BREAKER | MCB, Acti9 iC60N, 63A, 2 Pole, 415V AC, 60V DC, C-Curve | Substation Batteries
002494342 | CIRCUIT BREAKER | MCB, Acti9 iC60N, 20A, 2 Pole, 415V AC, 60V DC, C-Curve | Substation Batteries
000003413 | CIRCUIT BREAKER | MCB RCD, 240V AC, 16A, 10kA, 30mA, 1 Pole, 13.8 Lg x 4 W x 8cm H, DIN-T, EE Dwg 948063-08 | Substation
002427466 | CIRCUIT BREAKER | LV 1600A, 3 Ph, to suit Mounting on Webber LV Frame in both 11kV & 22kV 1000kVA Padmount c/w Busbar Subassembly, ETS EPS0112 (scm) | Protection
002480515 | CIRCUIT BREAKER SUBASSEMBLY | 1500kV, Rating Plug 3200A, Sentron 3WL, spare part for Open CB | U/G Equipment
002484962 | CIRCUIT BREAKER SUBASSEMBLY | 240V AC, 24V DC 5A Power Supply | U/G Equipment
002484970 | CIRCUIT BREAKER SUBASSEMBLY | 24V DC Buffer | U/G Equipment
002484939 | CIRCUIT BREAKER SUBASSEMBLY | Arc Fault Protection System, VAMP 12L, I/O Unit | U/G Equipment
002484947 | CIRCUIT BREAKER SUBASSEMBLY | 48V DC to 24V DC Converter, not Bi-Directional | U/G Equipment
002484921 | CIRCUIT BREAKER SUBASSEMBLY | Arc Fault Protection System, VAMP 221, Central Unit | U/G Equipment
002490399 | CIRCUIT BREAKER SUBASSEMBLY | Full DC Buffer & Converter Kit, Plugable HV & LV Separate Earthing | U/G Equipment
002484954 | CIRCUIT BREAKER SUBASSEMBLY | 3WL, Zone Selective Interlock Module | U/G Equipment
002484913 | CIRCUIT BREAKER SUBASSEMBLY | Full DC Buffer & Converter Kit, Plugable HV & LV Common Earthing | U/G Equipment
002480556 | CIRCUIT BREAKER SUBASSEMBLY | 315kV, Rating Plug 630A, Sentron 3WL, spare part for Open CB | U/G Equipment
002480549 | CIRCUIT BREAKER SUBASSEMBLY | 500kV, Rating Plug 1000A, Sentron 3WL, spare part for Open CB | U/G Equipment
002480531 | CIRCUIT BREAKER SUBASSEMBLY | 750kV, Rating Plug 1600A, Sentron 3WL, spare part for Open CB | U/G Equipment
002480523 | CIRCUIT BREAKER SUBASSEMBLY | 1000kV, Rating Plug 2000A, Sentron 3WL, spare part for Open CB | U/G Equipment
000022905 | CIRCUIT CARD | SCEM 11A Card, suit N-Series 15/27kV Auto Circuit Recloser | Protection
000022907 | CIRCUIT CARD | SCEM 12 Card, suit RL-Series 15/27kV Load Break Switch | Protection
002473775 | CIRCUIT CARD | SCEM 11D Card, suit W-Series Auto Circuit Recloser | Protection
002474195 | CIRCUIT CARD | SCEM 13 RL2 Series 38kV Card, suit RL-Series 33kV Sectionaliser | Protection
000022906 | CIRCUIT CARD | SCEM 11C Rev 5 Card, suit N-Series 38kV Auto Circuit Recloser | Protection
002474203 | CIRCUIT CARD | MDIM RL2 Assembly, suit RL-Series Sectionaliser, 15/27kV LBS | Protection
002438935 | CLAMP | Lock Jaw, Ladder Grip, Designed to Secure Ladder to Gutter | PPE, Hardware & Tools
002456721 | CLAMP | FPKA, Flexi Pole Kit, Mounting Clamp, ETS 2011/0259/T | Communications
002456960 | CLAMP | Single Clamp, 50-115mm, for panel, ETS 2011/0259/T | Communications
000020672 | CLAMP | Dielectric Suspension/Support Clamp, Short Span, 12mm to 12.6mm Dia Cable Range | Line Hardware
002403388 | CLAMP | Live Line, Operating Tool to suit Ring/ Bayonet Type Clamps, Tool to fit Sunrise Fitting | Hardware & Tools
000406265 | CLAMP | Band # 4, to attach Xarms, Transformers, etc to Concrete Poles, CA Dwg 905379-02 (scm) | Galv Products
002497410 | CLAMP | Trademaster Multi Adjustable Clamp, 0-250mm Span, 120mm Depth, Plastic, Rubber Grip Handle | Tools & Equipment
000406267 | CLAMP | Band # 3, to attach Xarms, Transformers, etc to Concrete Poles, CA Dwg 905379-02 (scm) | Galv Products
000104198 | CLAMP | 1 Piece Half Clamp c/w 2 x 6mm Dia, 1 x 16mm Dia & 2 x 10mm Dia Holes, 110mm Lg Overall, 80mm Hole Centres, Plastic, for Slip-base Mounted Poles | U/G Equipment
000406261 | CLAMP | Band # 5, to attach Xarms, Transformers, etc to Concrete Poles, CA Dwg 905379-02 (scm) | Galv Products
002403226 | CLAMP | Saddle, Al or Al Alloy, 0-30 Deg Line Angle, 0-5 Deg Slope Angle c/w Reversable Cap, suit Strained AAC, AAAC & ACSR Conductor, 12.5 to 25.4mm Dia, | O/Head Line
002403228 | CLAMP | Saddle, Galv Steel, 0-30 Deg Line Angle, 0-5 Deg Slope Angle c/w Reversable Cap, suit Strained Cu Conductor, 8 - 22mm Dia Fit Clamp Top Post Insulator | Line Hardware
002403227 | CLAMP | Saddle, Al or Al Alloy, 0-30 Deg Line Angle, 0-5 Deg Slope Angle c/w Reversable Cap, suit Strained AAC, AAAC & ACSR Conductor, 7 to 32mm Dia, | Line Hardware
002470151 | CLAMP KIT,HOSE | Solid Band | Remote Generation
002443026 | CLAMP,ANTENNA | MUE Series, Straddle Clamp, Galv Steel, 50mm Min/Max Boom Size, 70mm Min & 200mm Max Angle Size, to Mount Antenna & Antenna Structure to Support Tower | Communications
002437119 | CLAMP,ANTENNA | UNV Series, Galv, Universal Right Angle Antenna Clamp | Communications
002443414 | CLAMP,ANTENNA | FP Series, Flat Plate, Lightweight, Galv, 90Deg Mount c/w S/Steel U Bolt, 25mm Min & 50mm Max Boom Size | Communications
000409732 | CLAMP,CABLE | IPC Connector, Insulated, Multi-Service LV ABC Main, FRP Black Body, Black Id Plate, 35 to 95mm2 Mains, 4 x 6-35mm2 Taps c/w S/Steel Fasteners, Pack of 10 | Line Hardware
000411231 | CLAMP,CABLE | IPC, Bare Cu Main 7-95mm2, Insulated Tap 35-95mm2, c/w Stainless Steel Fasteners (P20) (scm) | Line Hardware
000021312 | CLAMP,CABLE | IPC Connector, Insulated, Multi-Service LV ABC Main, FRP Black Body, Blue Id Plate, 35 to 95mm2 Mains, 4 x 6-35mm2 Taps, Pack of 10 | Line Hardware
000411223 | CLAMP,CABLE | IPC, Bare Al Main 50-150mm2, Insulated Tap 35-95mm2, LV-ABC | Line Hardware
002403213 | CLAMP,CABLE | Clamp, Electrical, Insulation Piercing, Bi-metal, 50-95mm2 Mains, 1.5-6mm2 Tap Suits Al/Cu ABC Connections, Supplied with One End Cap (P20) | O/Head Line
000024849 | CLAMP,CABLE | IPC Connector, 7/1.75-19/3.75, 5-19mm Dia Bare Al Main, 6-35mm2 IPC Tap, Double Bolt, EQTS 01-09-05 (P12) | Line Hardware
000024848 | CLAMP,CABLE | IPC Connector, 7/1.00-19/3.00, 3-14mm Dia Bare Cu Main, 6-35mm2 IPC Tap, Double Bolt, EQTS 01-09-05 (P12) | Line Hardware
002405274 | CLAMP,CABLE | IPC Connector, Multi-Service Bare Al Main, FRP Black Body, Black Id Plate, 50 to 150mm2 Mains, 4 x 6-35mm2 Taps c/w S/Steel Fasteners, Pack of 10 | Line Hardware
000010018 | CLAMP,CABLE | Cast, Triple, 100mm OD, 315 Lg, 250 H, 60mm W c/w S/Steel Rods, Washers, Spring Washers & Neoprene Insert | O/Head Line
000021310 | CLAMP,CABLE | IPC Connector, Insulated, Multi-Service LV ABC Main, FRP Black Body, Red Id Plate, 35 to 95mm2 Mains, 4 x 6-35mm2 Taps, Pack of 10 | Line Hardware
002406713 | CLAMP,CABLE | IPC, 95-240mm2 Bare Al Main, 35-95mm2 IPC Tap, c/w S/Steel Fasteners (P4) | Line Hardware
000021311 | CLAMP,CABLE | IPC Connector, Insulated, Multi-Service LV ABC Main, FRP Black Body, White Id Plate, 35 to 95mm2 Mains, 4 x 6-35mm2 Taps, Pack of 10 | Line Hardware
000411239 | CLAMP,CABLE | IPC, 25-95 ABC Mains, 2 x 6-35 ABC Tap (P12) | O/Head Line
002401743 | CLAMP,ELEC CONDUCTOR,STRAIN | Compression Deadend, suit 19/3.75 AAC Pluto c/w Eye Tail, Jumper Lug & Bolts Hex Die A/F 28.5mm (scm) | O/Head Line
002469849 | CLAMP,ELEC CONDUCTOR,STRAIN | Compression Deadend, Double Palm, 2 Holes, 50mm Centre, Outer Sleeve Die Size 18A/F, Inner Sleeve 7.5A/F, Deadend Eye, suit Banana 6/1/3.75 ACSR/GZ c/w | O/Head Line
002469880 | CLAMP,ELEC CONDUCTOR,STRAIN | Compression Deadend, Double Palm, 4 Holes, 50mm Centre, Outer Sleeve Die Size 34.5A/F, Deadend Eye, suit Nitrogen 37/3.00 AAAC/1120 c/w Bolts, Nuts, | O/Head Line
000030390 | CLAMP,ELEC CONDUCTOR,STRAIN | Compression Deadend, 2 Inline Palm, 180 Deg Apart, 4 Holes 50mm Centre, Outer Sleeve Die Size 30A/F, suit Neon 19/3.75 AAAC | Busbar and Fittings
000030057 | CLAMP,ELEC CONDUCTOR,STRAIN | Compression Deadend, Double Palm, 4 Holes, 50mm Centre, Outer Sleeve Die Size 40.0A/F, Deadend Eye, suit Oxygen 19/4.75 AAAC/1120 c/w Bolts, Nuts, | Busbar and Fittings
000030056 | CLAMP,ELEC CONDUCTOR,STRAIN | Compression Deadend, Double Palm 180 Deg Apart, AS5, 4 Holes, 50mm Centre, Outer Sleeve Die Size 47.5A/F, Deadend Eye, suit Sulphur 61/3.75 AAAC/1120 c/w | Busbar and Fittings
000030055 | CLAMP,ELEC CONDUCTOR,STRAIN | Compression Deadend, Outer Sleeve Die Size 47.5A/F, suit Sulphur 61/3.75 AAAC | Busbar and Fittings
000030054 | CLAMP,ELEC CONDUCTOR,STRAIN | Compression Deadend, Outer Sleeve Die Size 40A/F, suit Oxygen 19/4.75 AAAC | Busbar and Fittings
000030053 | CLAMP,ELEC CONDUCTOR,STRAIN | Compression Deadend, Outer Sleeve Die Size 30A/F, suit Neon 19/3.75 AAAC | Busbar and Fittings
000414079 | CLAMP,ELEC CONDUCTOR,STRAIN | Termination, ABC, 50/95mm2, 2 or 4 Core (P10) (scm) | Line Hardware
002407119 | CLAMP,ELEC CONDUCTOR,STRAIN | Termination, Bolted ABC, 25mm2, 2 Core, Stainless Steel Fittings, Galv Steel Strap with Closed eye (scm) | Line Hardware
002407118 | CLAMP,ELEC CONDUCTOR,STRAIN | Termination, Bolted ABC, 25mm2, 4 Core, Stainless Steel Fittings, Galv Steel Strap with Closed eye (scm) | Line Hardware
002469872 | CLAMP,ELEC CONDUCTOR,STRAIN | Compression Deadend, Double Palm, 2 Holes, 50mm Centre, Outer Sleeve Die Size 30A/F, Deadend Eye, suit Neon 19/3.75 AAAC/1120 c/w Bolts, Nuts, | O/Head Line
002401289 | CLAMP,ELEC CONDUCTOR,STRAIN | Compression Deadend c/w Eye Tail, Jumper Lug & Bolts, Hex Die A/F St 17.0mm, Al 34.5mm, suit Lemon 30/7/3.00 ACSR (scm) | O/Head Line
002469864 | CLAMP,ELEC CONDUCTOR,STRAIN | Compression Deadend, Double Palm, 2 Holes, 50mm Centre, Outer Sleeve Die Size 21A/F, Deadend Eye, suit Iodine 7/4.75 AAAC/1120 c/w Bolts, Nuts, | O/Head Line
002469898 | CLAMP,ELEC CONDUCTOR,STRAIN | Compression Deadend, Double Palm, 4 Holes, 50mm Centre, Outer Sleeve Die Size 44.5A/F, Deadend Eye, suit Selenium 61/3.25 AAAC/1120 c/w Bolts, Nuts, | O/Head Line
002405247 | CLAMP,ELEC CONDUCTOR,STRAIN | Termination, 4 x 95-150 ABC, Non-Corrosive c/w S/S Hardware | O/Head Line
002469856 | CLAMP,ELEC CONDUCTOR,STRAIN | Compression Deadend, Double Palm, 2 Holes, 50mm Centre, Outer Sleeve Die Size 21A/F, Inner Sleeve 9.5A/F, Deadend Eye, suit Cherry 6/4.75/7/1.60 ACSR/GZ | O/Head Line
000414092 | CLAMP,ELEC CONDUCTOR,STRAIN | Termination, ABC, 25mm2, 2 3 or 4 Core, 2.5kN Failing Load (scm) (P50) | Line Hardware
002401294 | CLAMP,ELEC CONDUCTOR,STRAIN | Compression Deadend c/w Eye Tail, Jumper Lug & Bolts, Hex Die A/F 28.5mm, suit Neon, 19/3.75 AAAC (scm) | Line Hardware
002401741 | CLAMP,ELEC CONDUCTOR,STRAIN | Compression Deadend c/w Eye Tail, Jumper Lug & Bolts, Hex Die A/F St 9.5mm, Al 22.0mm, suit Cherry 6/4.75-7/1.60 ACSR (scm) | Line Hardware
002401290 | CLAMP,ELEC CONDUCTOR,STRAIN | Compression Deadend, suit Banana 6/1/3.75 ACSR c/w Eye Tail, Jumper Lug & Bolts, Hex Die A/F St 7.5mm, Al 18.0mm (scm) | Line Hardware
002401744 | CLAMP,ELEC CONDUCTOR,STRAIN | Compression Deadend, suit 30/7/2.50 ACSR Grape c/w Eye Tail, Jumper Lug & Bolts Hex Die A/F St 16.0mm, Al 28.5mm (scm) | O/Head Line
002442416 | CLAMP,ELEC CONDUCTOR,STRAIN | Compression Deadend, Double Palm, 2 Holes, 50mm Centre, Outer Sleeve Die Size 28.5A/F, Deadend Eye, suit Grape 30/7/2.50 ACSR/GZ c/w Bolts, Nuts, | O/Head Line
002443893 | CLAMP,ELEC CONDUCTOR,STRAIN | Termination, 120mm2, 7/4.75, CCT, Wedge Strain Clamp, suit Conductors 11-33kV (scm) | Line Hardware
002438562 | CLAMP,ELEC PWR CABLE,SUPPORT | Single, Surface Mount, Cast Al, suit Cable OD 73-78mm c/w 3mm Neoprene Insert Simple Two-Bolt Fix & Locate Cable Clamp suit IIN2424968 & 2424992 | U/G Equipment
002476836 | CLAMP,ELEC PWR CABLE,SUPPORT | Ellis Type, Cast LM6 Al, Plain Al, 105 x 49 x 68mm, Single Cable 51 - 57mm Dia, Fixing Bolts 2 x M10, 79mm Bolt Ctrs | U/G Accessories
002449254 | CLAMP,ELEC PWR CABLE,SUPPORT | Single, Composite Fibre c/w Bolts, suit 101 - 120mm Dia Cable, Atlantic Supports Type C C120/M12 | Subtransmission
002476844 | CLAMP,ELEC PWR CABLE,SUPPORT | Ellis Type, Cast LM6 Al, Plain Al, 133 x 64 x 75mm, Single Cable 64 - 70mm Dia, Fixing Bolts 2 x M10, 106mm Bolt Ctrs | U/G Accessories
002449247 | CLAMP,ELEC PWR CABLE,SUPPORT | Trefoil, Composite Fibre c/w Bolts, suit 99 - 120mm Dia Cable KOZ Tri 3 x 99-120 | Subtransmission
002438513 | CLAMP,ELEC PWR CABLE,SUPPORT | Single, Channel Mount, Cast Al, suit Cable OD 50-57mm c/w 3mm Neoprene Insert Simple Two-Bolt Fix & Locate Cable Clamp suit IIN2426070 | U/G Equipment
002479004 | CLAMP,ELEC PWR CABLE,SUPPORT | Trefoil, Cast Al, 60-63mm OD Cable c/w Tre3mm Neoprene Insert, M12 304 S/Steel Clamp Bolts, suit 57-60mm Dia Cable, use M16 Centre Fixing Bolt, Supply Clamp | U/G Equipment
002438547 | CLAMP,ELEC PWR CABLE,SUPPORT | Single, Surface Mount, Cast Al, suit Cable OD 55-60mm c/w 3mm Neoprene Insert Simple Two-Bolt Fix & Locate Cable Clamp suit IIN2426070 | U/G Equipment
002438570 | CLAMP,ELEC PWR CABLE,SUPPORT | Single, Surface Mount, Cast Al, suit Cable OD 61-67mm c/w 3mm Neoprene Insert Simple Two-Bolt Fix & Locate Cable Clamp suit IIN2426096 & 2426088 | U/G Equipment
000104498 | CLAMP,ELEC PWR CABLE,SUPPORT | Trefoil, Cast Al, suit Cable 25-27mm Dia c/w 70 x 8mm Galv Clamp Bolts etc, suit Bolting through 6mm Thk Mounting Bracket Clamp to be supplied assembled | U/G Accessories
002476869 | CLAMP,ELEC PWR CABLE,SUPPORT | Vulcan+ Type, S/Steel Gde 316L, LSFZH POLYMRC Liner & Base Pad, 79 x 112 x 54mm, Trefoil Cable Range 30 - 35mm, Single Cable 49 - 64mm Dia, | U/G Accessories
002476851 | CLAMP,ELEC PWR CABLE,SUPPORT | Ellis Type, Cast LM6 Al Plain Al, 133 x 64 x 87mm, Single Cable 70 - 76mm Dia, Fixing Bolts 2 x M10, 106mm Bolt Ctrs | Fabricated Metalware
002478063 | CLAMP,ELEC PWR CABLE,SUPPORT | Vulcan+ Type, S/Steel Gde 316L, LSFZH Polymrc Liner & Base Pad, 105 x 133 x 54mm, Trefoil Cable Range 40-46mm, Single Cable 63-84mm Dia, Fixing Bolt | U/G Accessories
002483329 | CLAMP,ELEC PWR CABLE,SUPPORT | Trefoil, 67-82mm OD Cable, Black Polyamide, Fiberglass Reinforced | U/G Accessories
002435287 | CLAMP,ELEC PWR CABLE,SUPPORT | Trefoil, Cast Al, 75-78mm OD Cable c/w 3mm Neoprene Insert, M12 304 S/Steel Clamp Bolts, suit 72-75mm Dia Cable, use M16 Centre Fixing Bolt, Supply Clamp | U/G Equipment
002483303 | CLAMP,ELEC PWR CABLE,SUPPORT | Single STC Clamp, 72-100mm OD Cable, Black Polyamide, Fiberglass Reinforced | U/G Accessories
002438521 | CLAMP,ELEC PWR CABLE,SUPPORT | Single, Channel Mount, Cast Al, suit Cable OD 56-64mm c/w 3mm Neoprene Insert Simple Two-Bolt Fix & Locate Cable Clamp suit IIN2426096 & 2426088 | U/G Equipment
000104154 | CLAMP,ELEC PWR CABLE,SUPPORT | Trefoil, Cast Al, suit 22kV 150mm2 Cable 38mm Dia c/w Clamping Bolts, use with M10 Fixing Bolt (MOQ5) (scm) | U/G Equipment
002435295 | CLAMP,ELEC PWR CABLE,SUPPORT | Trefoil, Cast Al, 75-78mm OD Cable c/w 4mm Neoprene Insert, M12 304 S/Steel Clamp Bolts, suit 71-74mm Dia Cable, use M16 Centre Fixing Bolt, Supply Clamp | U/G Equipment
002435279 | CLAMP,ELEC PWR CABLE,SUPPORT | Trefoil, Cast Al, 75-78mm OD Cable c/w 6mm Neoprene Insert, M12 304 S/Steel Clamp Bolts, suit 69-72mm Dia Cable, use M16 Centre Fixing Bolt, Supply Clamp | U/G Equipment
002438554 | CLAMP,ELEC PWR CABLE,SUPPORT | Single, Surface Mount, Cast Al, suit Cable OD 70-74mm c/w 3mm Neoprene Insert Simple Two-Bolt Fix & Locate Cable Clamp suit IIN2433860, 105029, 105030, 2424968 | U/G Equipment
002450286 | CLAMP,ELEC PWR CABLE,SUPPORT | Single, Cast Al, 86-92mm OD Cable, use 12mm Fixing Bolt, EE Dwg 5-2-1179 | U/G Equipment
000104146 | CLAMP,ELEC PWR CABLE,SUPPORT | Trefoil, Cast Al, suit 22kV 50mm2 Cable 29.2mm Dia c/w Clamping Bolts, use with M10 Fixing Bolt, Clamp to be supplied assembled (P5) | U/G Equipment
002483311 | CLAMP,ELEC PWR CABLE,SUPPORT | Trefoil, 82-98mm OD Cable, Black Polyamide, Fiberglass Reinforced | U/G Accessories
000010009 | CLAMP,ELEC PWR CABLE,SUPPORT | for Cable 73 to 78 OD c/w Neo Insert, supplied w/out S/Steel M8 Nuts, Bolts & Washers | U/G Equipment
000010008 | CLAMP,ELEC PWR CABLE,SUPPORT | for Cable 67 to 71 OD c/w Neo Insert, supplied w/out S/Steel M10 Nuts, Bolts & Washers | U/G Equipment
000010010 | CLAMP,ELEC PWR CABLE,SUPPORT | for Cable 79 to 84 OD c/w Neo Insert, supplied w/out S/Steel M10 Nuts, Bolts & Washers | U/G Equipment
002438539 | CLAMP,ELEC PWR CABLE,SUPPORT | Single, Channel Mount, Cast Al, suit Cable OD 68-77mm c/w 3mm Neoprene Insert Simple Two-Bolt Fix & Locate Cable Clamp suit IIN2433860, 105029, 105030, 2424968 | U/G Equipment
002435303 | CLAMP,ELEC PWR CABLE,SUPPORT | Trefoil, Cast Al, 93-95mm OD Cable c/w 3mm Neoprene Insert, M12 304 S/Steel Clamp Bolts, suit 90-93mm Dia Cable, use M16 Centre Fixing Bolt, Supply Clamp | U/G Equipment
002489557 | CLAMP,ELECTRICAL | Live Line, Eye Stem, 5-10mm Dia, use on Bail or Stirrup Clamp, EQTS 01-09-04 (scm) | Line Hardware
000411312 | CLAMP,ELECTRICAL | Parallel Groove, 95-240mm2 Al or Steel Main & Tap, U-Bolt, NT, Transverse Grooved (scm) | O/Head Line
000022547 | CLAMP,ELECTRICAL | Parallel Groove, 35-300mm2 Al or Steel Main & Tap, 3 Bolt, NT, Transverse Grooved (scm) | O/Head Line
000014693 | CLAMP,ELECTRICAL | Parallel Groove, 35-120mm2 Al/Steel Main & 10-50mm2 Cu Tap, 1 Bolt, NT, Transverse Grooved (scm) | O/Head Line
002475317 | CLAMP,ELECTRICAL | Helical Compression, Constant Force Spring, 31-50mm Dia, for Earthing Screened Control Cables | Hardware & Tools
002475309 | CLAMP,ELECTRICAL | Helical Compression, Constant Force Spring, 20-37mm Dia, for Earthing Screened Control Cables | Hardware & Tools
002475291 | CLAMP,ELECTRICAL | Helical Compression, Constant Force Spring, 19-29mm Dia, for Earthing Screened Control Cables | Hardware & Tools
002475283 | CLAMP,ELECTRICAL | Helical Compression, Constant Force Spring, 14-22mm Dia, for Earthing Screened Control Cables | Hardware & Tools
002403218 | CLAMP,ELECTRICAL | Earth Rod, Brass, 13/15mm Dia Rod & 2.55mm Dia (4mm2) Cable (P200) | O/Head Line
000411405 | CLAMP,ELECTRICAL | Parallel Groove, 16-150mm2 Cu Main & Tap, 2 Bolt, NT, Transverse Grooved, (scm) | O/Head Line
000411401 | CLAMP,ELECTRICAL | Parallel Groove, 95-240mm2 Al/Steel Main & 70-185mm2 Cu Tap, U-Bolt, NT, Transverse Grooved (scm) | O/Head Line
002430429 | CLAMP,ELECTRICAL | Insulating Blanket Peg, 25mm Spring Clamp, Quick Grip, Blue, HD Nylon | Hardware & Tools
002430445 | CLAMP,ELECTRICAL | Insulating Blanket Peg, 75mm Spring Clamp, Quick Grip, Blue, HD Nylon | Hardware & Tools
002430437 | CLAMP,ELECTRICAL | Insulating Blanket Peg, 50mm Spring Clamp, Quick Grip, Blue, HD Nylon | Hardware & Tools
002475721 | CLAMP,ELECTRICAL | Insulating Spring Loaded Clamp, 80mm Lg x 25mm Opening, 1000V, c/w Rubber Contacts in Headpiece, Rated to IEC 60900-2004 | Hardware & Tools
000021345 | CLAMP,ELECTRICAL | INSULATING SPRING LOADED CLAMP;C/W RUBBER CONTACTS IN HEADPIECE;160 MM LG X 40 MM OPENING;1000 V;RATED TO IEC 60900-2004; | Hardware & Tools
000030437 | CLAMP,ELECTRICAL | Palmless Connector, Al, 4x14mm Dia Holes 50mm Centre, suit 15-21mm OD Conductor, S/Steel U-bolts, Nuts & Spring Washers, for clamping cable to switchgear | Substation Accessories
000030074 | CLAMP,ELECTRICAL | Tee, Bolted Run Palm Tap, AS4, 2 Hole 50mm Centre, suit Pluto 19/3.75 AAAC | Busbar and Fittings
000030072 | CLAMP,ELECTRICAL | Tee, Bolted Run Compression Tee/Tap, suit 54/3.75+19/2.25 ACSR & 61/3.75 AAC/ AAAC to 54/3.75+19/2.25 ACSR & 61/3.75 AAC/AAAC, Hex Die 47.5A/F | Busbar and Fittings
000030071 | CLAMP,ELECTRICAL | Tee, Bolted Run Compression Tee, suit Oxygen/Oxygen 19/4.75 AAAC | Busbar and Fittings
000030070 | CLAMP,ELECTRICAL | Tee, Bolted Run Compression Tee/Tap, 19/3.75 AAC/AAAC to 19/3.75 AAC/AAAC, Hex Die 30.0A/F | Busbar and Fittings
000030375 | CLAMP,ELECTRICAL | Tee, Bolted Run Palm Tap, 2 x Hole, 50mm Centre, Selenium 61/3.25 AAAC | Busbar and Fittings
000030362 | CLAMP,ELECTRICAL | Transverse, Tee, Bolted Run Palm Tap, AS4T, 2 Hole 50mm Centre, suit Sulphur 61/3.75 AAAC | Busbar and Fittings
000030361 | CLAMP,ELECTRICAL | Transverse, Tee, Bolted Run Palm Tap, AS4T, 2 Hole 50mm Centre, suit Neon 19/3.75 AAAC | Busbar and Fittings
000030360 | CLAMP,ELECTRICAL | Transverse, Tee, Bolted Run Palm Tap, AS4T, 2 Hole 50mm Centre, suit Oxygen 19/4.75 AAAC | Busbar and Fittings
000411347 | CLAMP,ELECTRICAL | Parallel Groove, 25-150mm2 Al or Steel Main & Tap, 2 Bolt, NT, Transverse Grooved (scm) | O/Head Line
002440089 | CLAMP,ELECTRICAL | Tee, Bolted Run Compression Tee/Tap, suit ACSR 30/7/3.00 or 37/3.00 AAC/AAAC to 30/7/3.00 ACSR or 37/3.00 AAC/AAAC, Hex Die 34.5A/F | O/Head Line
002440097 | CLAMP,ELECTRICAL | Tee, Bolted Run Compression Tee/Tap, suit Conductor Dia 23 to 27mm ACSR/AAC/ACCC to 19/4.75 AAC/AAAC, Hex Die 40.0A/F | O/Head Line
002440204 | CLAMP,ELECTRICAL | Earth Rod, Tinned, 27mm OD, 19mm NB, 50-120mm2 Conductor Range, M10 U-Bolt | O/Head Line
002440063 | CLAMP,ELECTRICAL | Tee, Bolted Run Compression Tee/Tap, suit 61/3.75 AAC/AAAC to 19/3.25 | O/Head Line
002440212 | CLAMP,ELECTRICAL | Earth Rod, Tinned, 48.4mm OD, 38.1mm NB, 50-120mm2 Conductor Range, M10 U-Bolt | O/Head Line
002401827 | CLAMP,ELECTRICAL | Type T, Cu, 25.4mm OD Tube To 7.65 - 12.60mm Conductor Range | O/Head Line
002440147 | CLAMP,ELECTRICAL | Parallel, Type AUP, 18.8 to 29.3 Run, 11.3 - 21.0 Tap, for Al only | O/Head Line
002406085 | CLAMP,ELECTRICAL | Expansion, Busbar | O/Head Line
002440196 | CLAMP,ELECTRICAL | Earth Rod, 27mm OD, 19mm NB, 50-120mm2 Conductor Range, M10 U-Bolt | O/Head Line
002440162 | CLAMP,ELECTRICAL | Single Conductor, Bolted Run Palm Tap, Range 24.1 - 30.0 Run, P3 Palm | O/Head Line
002477230 | CLAMP,ELECTRICAL | Live Line Clamp, For use with 33kV Current Limiting Fuse Only. | O/Head Line
002440121 | CLAMP,ELECTRICAL | Cable, Single Way 2 Bolt, 2 & 3/16" 56mm CABUS | O/Head Line
002440188 | CLAMP,ELECTRICAL | Double Conductor, Bolted Run Palm Tap, Range 19.6 - 24.0 Run, 90Deg Palm, 2 x M16 Holes, 70mm Centre | O/Head Line
002440071 | CLAMP,ELECTRICAL | Tee, Bolted Run Compression Tee/Tap, suit 19/4.75 AAC/ACCC to 19/3.75 AAC, Hex Die 28.5A/F | O/Head Line
000030085 | CLAMP,ELECTRICAL | Bolted with Spacer Inside, suit Sulphur to Sulphur Conductor | Substation Accessories
002401823 | CLAMP,ELECTRICAL | Type E, Cu, 25.4mm OD Tube, To 7.65 - 12.60mm Conductor Range | O/Head Line
002401822 | CLAMP,ELECTRICAL | Type E, Cu, 30mm OD Tube, To 10.70 - 15.75mm Conductor Range | O/Head Line
002440139 | CLAMP,ELECTRICAL | Parallel, Type AUP, 11.3 to 18.8, Run & Tap, for Al only | O/Head Line
002401826 | CLAMP,ELECTRICAL | Type T, Cu, 19.05mm OD Tube To 7.65 - 12.60mm Conductor Range | O/Head Line
002440170 | CLAMP,ELECTRICAL | Double Conductor, Bolted Run Palm Tap, Range 19.6 - 24.0 Run, 2 x M16 Holes, 70mm Centre | O/Head Line
002440113 | CLAMP,ELECTRICAL | Earth Rod, GP14, 48mm OD, 38mm NB, Conductor Range 50-120mm2 | O/Head Line
002440105 | CLAMP,ELECTRICAL | Tee, Bolted Run Compression Tee/Tap, suit Conductor Dia 20 to 22mm ACSR/AAC/ACCC to 19/4.75 AAC/AAAC, Hex Die 40.0A/F | O/Head Line
000012950 | CLAMP,ELECTRICAL | Fence Earth, Single Bolt, Cable to Pipe, for 50 to 120mm2 Single Conductor to 40mm NB Pipe, High Cu Alloy Body, c/w S/Steel U-Bolt, Nuts & Washers, for | O/Head Line
000023426 | CLAMP,ELECTRICAL | Termination Clamp, Double Bolted, 11kV Inline Links, suit ACSR & AAC Conductors with Dia Range 12.75mm to 22.35mm, Cherry, Moon, Pluto, Saturn Only, WLL | O/Head Line
002401821 | CLAMP,ELECTRICAL | Bail, Parallel Groove, Al, 4.1-18.8mm Dia Conductor, 1 Eye Stem (scm) | Line Hardware
002474351 | CLAMP,ELECTRICAL | Tee, Bolted Connector, Al, Conductor to Conductor, Range Run 21-26.5mm & Tap 21-26.5mm, 127 x 165 x 89mm | Busbar and Fittings
000015075 | CLAMP,ELECTRICAL | Parallel Groove, 10-95mm2 Cu Main & Tap, 2 Bolt, NT, Transverse Grooved, (scm) | O/Head Line
002401820 | CLAMP,ELECTRICAL | 51mm OD Tube, Al Busbar Support | Busbar and Fittings
002439032 | CLAMP,ELECTRICAL | Parallel Groove, Al, 9.0 - 19.0 Dia, suit Neon/Neon 19/3.75 AAAC | Busbar and Fittings
002439016 | CLAMP,ELECTRICAL | Parallel Groove, Al, 31.5 - 33.8 Dia, suit Sulphur/Sulphur 61/3.75 AAAC | Busbar and Fittings
000030078 | CLAMP,ELECTRICAL | Tee, Bolted Run Palm Tap, AS5, 4 Hole 50mm Centre, suit Sulphur 61/3.75 AAAC | Busbar and Fittings
000030077 | CLAMP,ELECTRICAL | Tee, Bolted Run Palm Tap, AS5, 4 Hole 50mm Centre, suit Oxygen 19/4.75 AAAC | Busbar and Fittings
000030076 | CLAMP,ELECTRICAL | Tee, Bolted Run Palm Tap, AS5, 4 Hole 50mm Centre, suit Neon 19/3.75 AAAC | Busbar and Fittings
000411344 | CLAMP,ELECTRICAL | Parallel Groove, 16-120mm2 Al or Steel Main & Tap, 2 Bolt, NT, Transverse Grooved (scm) | O/Head Line
000411402 | CLAMP,ELECTRICAL | Parallel Groove, 16-70mm2 Al or Steel Main & Tap, 2 Bolt, NT, Transverse Grooved, Bare (scm) | O/Head Line
000030438 | CLAMP,ELECTRICAL | Palmless Connector, Al, 4x14mm Dia Holes 50mm Centre, suit 20-25.65mm OD Conductor, S/Steel U-bolts, Nuts & Spring Washers, for clamping cable to | Substation Accessories
000719437 | CLAMP,ELECTRICAL | Earth Rod, U-Bolt Type, 13/15mm Dia, Earth Rod & 16/120mm2 Cu Cables Draft TS 01-08-01 (P50) (scm) | O/Head Line
000030075 | CLAMP,ELECTRICAL | Tee, Bolted Run Palm Tap, AS4, 2 Hole 50mm Centre, suit Sulphur 61/3.75 AAAC | Substation Accessories
000030073 | CLAMP,ELECTRICAL | Tee, Bolted Run Palm Tap, AS4, 2 Hole 50mm Centre, suit Oxygen 19/4.75 AAAC | Substation Accessories
002435162 | CLAMP,ELECTRICAL | Bail, Parallel Groove, Cu, 4.1-18.5mm Dia Conductor, 1 Eye Stem (scm) | Line Hardware
002439024 | CLAMP,ELECTRICAL | Parallel Groove, Al, 22.0 - 24.0 Dia, suit Oxygen/Oxygen 19/4.75 AAAC | Busbar and Fittings
002403222 | CLAMP,ELECTRICAL | Parallel Groove, 50-300mm2 Al/Steel Main & 35-240mm2 Cu Tap, 3 Bolt, NT, Transverse Grooved (scm) | O/Head Line
000411398 | CLAMP,ELECTRICAL | Parallel Groove, 25-150mm2 Al/Steel Main & 10-95mm2 Cu Tap, 2 Bolt, NT, Transverse Grooved (scm) | O/Head Line
000411392 | CLAMP,ELECTRICAL | Parallel Groove, 16-70mm2 Al/Steel Main & 6-50mm2 Cu Tap, 2 Bolt, NT, Transverse Grooved (scm) | O/Head Line
000411420 | CLAMP,ELECTRICAL | Parallel Groove, 10-70mm2 Cu Main & Tap, 1 Bolt, NT, Transverse Grooved, (scm) | O/Head Line
000015918 | CLAMP,ELECTRICAL | Parallel Groove, 95-240mm2 Cu Main & Tap, U-Bolt, NT, Transverse Grooved, (scm) | O/Head Line
002442507 | CLAMP,ELECTRICAL | Parallel Groove, Al, 16.30 - 33.80 Dia, 3 x Galv Bolts M16 x 90mm c/w M16 Nut S/Steel M16 Spring & Flat Washers, suit Conductor Range 19/3.25 to 61/3.75 | O/Head Line
000140746 | CLAMP,ELECTRICAL | Parallel, Double Bolt, S/Steel, ABB Cat.No.293/294 | O/Head Line
002464824 | CLAMP,HOSE | 30-42mm, S/Steel | Remote Generation
002464816 | CLAMP,HOSE | 11-25mm, S/Steel | Remote Generation
002470045 | CLAMP,HOSE | 95-118mm, CT Clamp | Remote Generation
002464808 | CLAMP,HOSE | 70-92mm, S/Steel, Constant Tention | Remote Generation
002464840 | CLAMP,HOSE | 8-16mm, S/Steel | Remote Generation
002464832 | CLAMP,HOSE | 17-38mm, S/Steel | Remote Generation
002464790 | CLAMP,HOSE | 45-67mm, S/Steel, Constant Tention | Remote Generation
002405249 | CLAMP,INSULATION PIERCING | Connector, IPC, 150mm ABC Mains, to Bare Al Mains with S/Steel Hardware (P4) | Line Hardware
002405251 | CLAMP,INSULATION PIERCING | Connector, IPC 150mm ABC Mains, to 95mm ABC Mains with S/Steel Hardware (P10) | Line Hardware
000414131 | CLAMP,INSULATION PIERCING | Connector, IPC, 3/14mm Dia Bare Cu Main, 6/35mm2 IPC Tap, ETS 27/97 Item 4 (P12) (scm) | Line Hardware
002430379 | CLAMP,INSULATION PIERCING | Connector, IPC, 1.5-25mm2 Main, Water Block with an Insulated Tail (scm) | Line Hardware
000409725 | CLAMP,INSULATION PIERCING | Connector, IPC, ABC Test IPC Sicame Cat No. TTD2-CC (P50) | Line Hardware
000411215 | CLAMP,INSULATION PIERCING | Connector, IPC, 35/95mm2 Main, 35/95mm2 Tap, c/w Stainless Steel Fasteners (P20) (scm) | Line Hardware
000411207 | CLAMP,INSULATION PIERCING | Connector, IPC, 16/95mm2 Main, 6/35mm2 Tap, c/w Stainless Steel Fasteners (scm) (P12) | Line Hardware
000409729 | CLAMP,INSULATION PIERCING | Connector, IPC, Neutral Bonding, 6-35mm2 Bimetallic Main, 4-35mm2 Non-IPC Tap, with Integrated 16mm2 CU Insulted (Fully Ribbed) Earth Lead 800mm Lg | Line Hardware
000409727 | CLAMP,INSULATION PIERCING | Connector, IPC, 6/35mm2 Bi-Metal Main, 4/35mm2 Non-IPC Tap, c/w Stainless Steel Fasteners, QESI 27/97 Item 5 (scm) (P10) | Line Hardware
000414121 | CLAMP,INSULATION PIERCING | Connector, IPC, 5/19mm Dia Bare Al Main, 6/35mm2 IPC Tap, ETS 27/97 Item 2 (P12) (scm) | Line Hardware
002405273 | CLAMP,INSULATION PIERCING | Connector, Bare Cu Main, 4 x 6/35mm2 IPC Taps c/w S/Steel Fasteners | Line Hardware
000409733 | CLAMP,INSULATION PIERCING | Tool, Insulation Piercing for 95mm2 ABC | Hardware & Tools
000414124 | CLAMP,INSULATION PIERCING | Connector, IPC, Bare Al Mains, to Double Service Tap 25mm2 Al XLPE Cable (P12) | Line Hardware
002471373 | CLAMP,INSULATION PIERCING | Connector, IPC 7/120mm2 Bare Al Main 25/95mm2 IPC Tap c/w S/Steel Fasteners (P20) (scm) | Line Hardware
000006132 | CLAMP,LIVE LINE | Ring Type, Copper, 3.2-10.8mm Main Conductor, 3.2-10.8mm Tap Off HDBC, 7/2.75, Hex Die 10.4mm A/F, Cu (P50) (scm) | Line Hardware
000016386 | CLAMP,LIVE LINE | Ring Type, Plated Al Body, Bi-Metallic, 4.1-18.9mm Main Conductor, 4.1-13.9mm Tap, u/w Slotted HD Type Operating Stick on Al/Cu Mains With Al/Cu Tap HDBC, | Line Hardware
002428779 | CLAMP,LIVE LINE | Blanket Clamp Peg, Large, Wooden, 200mm Opening, Wooden Peg Large | Hardware & Tools
002428761 | CLAMP,LIVE LINE | Blanket Clamp Peg, Small, Wooden, 150mm Opening, Wooden Peg Small | Hardware & Tools
002456036 | CLAMP,SUPPORT,ELEC CONDUCTOR | Cushion Grip Support Assy, Range 22.4 to 30.4mm, for use with Clamp Top Post Insulator | Subtransmission
002407233 | CLAMP,SUPPORT,ELEC CONDUCTOR | Armour Grip, use with Clamp End Post Insulator, Pluto/Neon, 19/3.75, AAC, AAAC/1120, ETS 11-09-01 | Line Hardware
002407235 | CLAMP,SUPPORT,ELEC CONDUCTOR | Armour Grip, Oxygen, 19/4.75 AAAC 1120, For use with Clamp End Post Insulator, ETS 11-09-01 | Line Hardware
002407237 | CLAMP,SUPPORT,ELEC CONDUCTOR | Armour Grip, Lime, 30/7/3.5 ACSR/GZ, For use with Clamp End Post Insulator, ETS 11-09-01 | Line Hardware
002426906 | CLAMP,SUPPORT,ELEC CONDUCTOR | Armour Grip Support Unit, Cherry, 6/4.75 + 7/1.60 ACSR/GZ, For use with Clamp End Post Insulators, ETS 11-09-01 (scm) | Line Hardware
002427011 | CLAMP,SUPPORT,ELEC CONDUCTOR | Armour Grip Support Unit, Diving, 30/7/3.50 ACSR/AC, For use with Clamp End Post Insulators, ETS 11-09-01 (scm) | Line Hardware
002426914 | CLAMP,SUPPORT,ELEC CONDUCTOR | Armour Grip Support Unit, Cricket, 30/7/2.50 ACSR/AC, For use with Clamp End Post Insulators, ETS 11-09-01 (scm) | Line Hardware
002426898 | CLAMP,SUPPORT,ELEC CONDUCTOR | Armour Grip Support Unit, Banana, 6/1/3.75 ACSR/GZ, For use with Clamp End Post Insulators, ETS 11-09-01 (scm) | Line Hardware
002407236 | CLAMP,SUPPORT,ELEC CONDUCTOR | Armour Grip, Grape, 30/7/2.5 ACSR/GZ, For use with Clamp End Post Insulator, ETS 11-09-01 | Line Hardware
002407234 | CLAMP,SUPPORT,ELEC CONDUCTOR | Armour Grip, Nitrogen, 37/3.00 AAAC 1120 For use with Clamp End Post Insulator, ETS 11-09-01 | Line Hardware
002407231 | CLAMP,SUPPORT,ELEC CONDUCTOR | Armour Grip, Iodine, 7/4.75 AAAC 1120, For use with Clamp End Post Insulator, ETS 11-09-01 | Line Hardware
002407232 | CLAMP,SUPPORT,ELEC CONDUCTOR | Armour Grip, Krypton, 19/3.25 AAAC 1120, For use with Clamp End Post Insulator, ETS 11-09-01 | Line Hardware
000104426 | CLAMP,SUSPENSION | ABC, 4 x 95mm2 Al, Roller Type c/w Insulating Insert Clamp to have Roller Attachment Holes (P20) (scm) | Line Hardware
000413443 | CLAMP,SUSPENSION | ABC, 4 x 95mm2 Galv, for Bridging c/w Insulating Insert (P30) (scm) | Line Hardware
002461770 | CLAMP,SUSPENSION | ADSS 96 Optical Fibre Cable, suit Short Spans, 15.0-15.99 Dia c/w Cushioning Insert (scm) | O/Head Line
000413447 | CLAMP,SUSPENSION | ABC, 2 x 95mm2 Al, Roller Type c/w Insulating Insert Clamp to have Roller Attachment Holes (P20) (scm) | Line Hardware
002401235 | CLAMP,SUSPENSION | Angle, Clevis Type 3MA, Al Alloy, ACSR & AAC & AAAC, 20-34mm Dia Clamp Range c/w Round Clevis Pin & Humpback Split Pin | Line Hardware
002400797 | CLAMP,SUSPENSION | Straight-Line, Clevis Type 2M, Al Alloy, ACSR & AAC, 7-21mm Dia Clamp Range c/w Hex Clevis Pin & Humpback Split Pin | Line Hardware
002400796 | CLAMP,SUSPENSION | Straight-Line, Clevis Type 3M, Al Alloy, ACSR & AAC, 10-34mm Dia Clamp Range c/w Hex Clevis Pin & Humpback Split Pin | Line Hardware
002401236 | CLAMP,SUSPENSION | Angle, Clevis Type 2MA, Al Alloy, ACSR & AAC & AAAC, 9-25mm Dia Clamp Range c/w Round Clevis Pin & Humpback Split Pin | Line Hardware
000413463 | CLAMP,SUSPENSION | Angle, Clevis, Al, 6-16mm Dia Conductor up to 60 Deg Deviation (P10) (scm) | Line Hardware
000104533 | CLAMP,SUSPENSION | Downlead Cushion, suit Long Span, 36/48/96 Optical Fibre Cables, 16.7 to 19.1mm Dia, or Concrete or Steel Poles (scm) | Line Hardware
000104531 | CLAMP,SUSPENSION | Downlead Cushion, suit Long Span, 36/48/96 Optical Fibre Cables, 16.7 to 19.1mm Dia, for Wood Poles c/w Coach Screw & Washer (scm) | Line Hardware
000104530 | CLAMP,SUSPENSION | Downlead Cushion, suit Short Span, 36/48/96 Optical Fibre Cables, 14.4 to 16.6mm Dia, for Wood Poles c/w Coach Screw & Washer (scm) | Line Hardware
002407249 | CLAMP,SUSPENSION | Downlead Cushion, suit 14.0mm OPGW & with 14.0mm OPGW & Attachment to Concrete Pole, ETS 11-09-01 | Line Hardware
002407250 | CLAMP,SUSPENSION | Downlead Cushion, suit 11.4mm OPGW & with 11.4mm OPGW & Attachment to Steel Towers, ETS 11-09-01 | Line Hardware
002407248 | CLAMP,SUSPENSION | Downlead Cushion, suit 11.4mm OPGW & with 11.4mm OPGW & Attachment to Concrete Pole, ETS 11-09-01 | Line Hardware
000104532 | CLAMP,SUSPENSION | Downlead Cushion, suit Short Span, 36/48/96 Optical Fibre Cables, 14.4 to 16.6mm Dia, for Concrete or Steel Poles (scm) | Line Hardware
002407241 | CLAMP,SUSPENSION | Double Armour Grip, suit 13.62mm-14.20mm LHL OPGW CC-38/48/551 c/w Yoke Plate, No Shackle or Clevis Tongues, M16 Bolt, ETS 11-09-01 | Line Hardware
002407240 | CLAMP,SUSPENSION | Double Armour Grip Assembly, suit 11.4mm CC-30/30/449 OPGW c/w Yoke Plate, No Shackle or Clevis Tongues, M16 Bolt, ETS 11-09-01 | Line Hardware
002494235 | CLAMP,SUSPENSION | Armour Grip Double c/w Structural Rods & Earth, suit 9.6mm SFPOC/SFSJ-12509 OPGW | Line Hardware
000019817 | CLAMP,SUSPENSION | Downlead Cushion, OPGW 9.5 to 11.8mm Dia Cable Range, for Wood Poles c/w Coach Screw & Sq Washer | Line Hardware
000021766 | CLAMP,SUSPENSION | Dielectric Suspension, Short Span, ADSS 12 to 12.99mm Dia Range c/w Cushioning Insert | Line Hardware
000019818 | CLAMP,SUSPENSION | Downlead Cushion, OPGW 9.5 to 11.8mm Dia Cable Range, for Concrete Poles | Line Hardware
002494227 | CLAMP,SUSPENSION | Armour Grip c/w Structural Rods & Earth, suit 9.6mm SFPOC/SFSJ-12509 OPGW | Line Hardware
002407239 | CLAMP,SUSPENSION | Armour Grip c/w Structural Rods & Earth suit 13.62mm-14.20 mm CC-38/48/551 LHL OPGW,No Shackle or Twist/Eye Tongue, ETS 11-09-01 | Line Hardware
002407238 | CLAMP,SUSPENSION | Armour Grip c/w with Structural Rods & Earth, suit 11.4mm CC-30/30/449 OPGW, No Shackle or Twist/Eye Tongue, ETS 11-09-01 | Line Hardware
002461788 | CLAMP,SUSPENSION | ADSS 96 Optical Fibre Cable, suit Long Spans, 17.0-17.99 Dia c/w Cushioning Insert & Structural Rods (scm) | O/Head Line
000104525 | CLAMP,SUSPENSION | ADSS 36/48 Optical Fibre Cable, 14.0-14.99mm Dia & Short Spans c/w Cushioning Insert (P30) (scm) | O/Head Line
000413455 | CLAMP,SUSPENSION | Straight-Line, Clevis Type 1M, Galv Steel, Cu & Galv Steel Cond, 6-16mm Dia Clamp Range c/w Hex Clevis Pin & Humpback Split Pin | Forged Fittings
002401242 | CLAMP,SUSPENSION | ABC, 4 x 50mm2 Al, Roller Type c/w Insulating Insert Clamp, to have Roller Attachment Holes (P20) (scm) | Line Hardware
002407279 | CLAMP,SUSPENSION | Trunnion, Galv Steel, up to 21mm, Dwg 024-009-PD, ETS 11-09-01 | Line Hardware
002443059 | CLAMP,SUSPENSION | Double Click-on Hanger, 89 x 45 x 51mm, Plastic, Black, 2 x Cables per Hanger (10 per Box) | Communications
002407281 | CLAMP,SUSPENSION | Trunnion, Galv Steel, 36mm to 46mm, ETS 11-09-01 | Subtransmission
002407282 | CLAMP,SUSPENSION | Trunnion, Galv Steel, 46mm to 52mm, ETS 11-09-01 | Subtransmission
002403225 | CLAMP,SUSPENSION | ABC, 2 x 50mm2 Al, Roller Type c/w Insulating Insert Clamp, to have Roller Attachment Holes (P20) (scm) | Line Hardware
000104526 | CLAMP,SUSPENSION | ADSS 36/48 Optical Fibre Cable 18.0-18.99mm Dia & Long Spans c/w Cushioning Insert & Structural Rods (P20) (scm) | O/Head Line
000413579 | CLAMP,SUSPENSION,ELEC CONDUCTOR | Armour Grip, Iodine, 7/4.75 AAC, AAAC & 6/4.75 - 7/1.60 ACSR (scm) | Subtransmission
002401760 | CLAMP,SUSPENSION,ELEC CONDUCTOR | Armour Grip Unit, for use with M16 Bolts suit Pluto 19/3.75 Conductors | Subtransmission
002417673 | CLAMP,SUSPENSION,ELEC CONDUCTOR | Double Armour Grip Assembly, Banana 6/1/3.75 ACSR, Mars 7/3.75 AAC c/w Yoke Plate, No Clevis Tongue, M16 Bolt, ETS 2005/037/T (SLT) (scm) | Line Hardware
002426781 | CLAMP,SUSPENSION,ELEC CONDUCTOR | Double Armour Grip Assembly, Diving, 30/7/3.50 ACSR/AC, M16 Bolt, Incl Yoke Plate, No Clevis Tongues, ETS 11-09-01 | Line Hardware
002426773 | CLAMP,SUSPENSION,ELEC CONDUCTOR | Double Armour Grip Assembly, Cricket, 30/7/2.50 ACSR/AC, M16 Bolt, Incl Yoke Plate, No Clevis Tongues, ETS 11-09-01 | Line Hardware
002426724 | CLAMP,SUSPENSION,ELEC CONDUCTOR | Armour Grip, Banana, 6/1/3.75 ACSR/GZ, M16 Bolt, ETS 11-09-01 | Line Hardware
002407188 | CLAMP,SUSPENSION,ELEC CONDUCTOR | Armour Grip, Krypton, 19/3.25 AAAC 1120, M16 Bolt, ETS 11-09-01 | Line Hardware
002407193 | CLAMP,SUSPENSION,ELEC CONDUCTOR | Armour Grip, Sulphur, 61/3.75 ACCC 1120, M16 Bolt, ETS 11-09-01 | Line Hardware
002401238 | CLAMP,SUSPENSION,ELEC CONDUCTOR | Armour Grip Unit, suit 30/7/2.50 Conductors | O/Head Line
000413609 | CLAMP,SUSPENSION,ELEC CONDUCTOR | Armour Grip Unit, suit 7/3.25 SC/GZ Conductors | O/Head Line
002426757 | CLAMP,SUSPENSION,ELEC CONDUCTOR | Armour Grip, Diving, 30/7/3.50 ACSR/AC, M16 Bolt, ETS 11-09-01 | Line Hardware
002426740 | CLAMP,SUSPENSION,ELEC CONDUCTOR | Armour Grip, Cricket, 30/7/2.50 ACSR/AC, M16 Bolt, ETS 11-09-01 | Line Hardware
000104652 | CLAMP,SUSPENSION,ELEC CONDUCTOR | Armour Grip Unit, to use with M16 Bolts, suit Oxygen 19/4.75 Conductors | Line Hardware
002407195 | CLAMP,SUSPENSION,ELEC CONDUCTOR | Armour Grip, Lime, 30/7/3.5 ACSR/GZ, M16 Bolt, ETS 11-09-01 | Line Hardware
002407194 | CLAMP,SUSPENSION,ELEC CONDUCTOR | Armour Grip, Grape, 30/7/2.5 ACSR/GZ, M16 Bolt, ETS 11-09-01 | Line Hardware
002407192 | CLAMP,SUSPENSION,ELEC CONDUCTOR | Armour Grip, Selenium, 61/3.25 ACCC 1120 M16 Bolt, ETS 11-09-01 | Line Hardware
002407191 | CLAMP,SUSPENSION,ELEC CONDUCTOR | Armour Grip, Oxygen, 19/4.75 AAAC 1120, M16 Bolt, ETS 11-09-01 | Line Hardware
002407190 | CLAMP,SUSPENSION,ELEC CONDUCTOR | Armour Grip, Nitrogen, 37/3.00 AAAC 1120 M16 Bolt, ETS 11-09-01 | Line Hardware
002407184 | CLAMP,SUSPENSION,ELEC CONDUCTOR | Armour Grip, 7/2.75 SC/AC, Left Hand Lay, M16 Bolt, ETS 11-09-01 | Line Hardware
002426765 | CLAMP,SUSPENSION,ELEC CONDUCTOR | Double Armour Grip Assembly, Cherry, 6/4.75+7/1.6 ACSR/GZ, M16 Bolt, Incl Yoke Plate, No Clevis Tongues, ETS 11-09-01 | Line Hardware
002407210 | CLAMP,SUSPENSION,ELEC CONDUCTOR | Double Armour Grip Assembly, Paw Paw, 54/3.75 19/2.25 ACSR/GZ c/w Yoke Plate, No Clevis Tongues, M20 Bolt, ETS 11-09-01 | Line Hardware
002407209 | CLAMP,SUSPENSION,ELEC CONDUCTOR | Double Armour Grip Assembly, Lime, 30/7/3.5 ACSR/GZ c/w Yoke Plate, No Clevis Tongues, M16 Bolt, ETS 11-09-01 | Line Hardware
002407208 | CLAMP,SUSPENSION,ELEC CONDUCTOR | Double Armour Grip Assembly, Grape, 30/7/2.5 ACSR/GZ c/w Yoke Plate, No Clevis Tongues, M16 Bolt, ETS 11-09-01 | Line Hardware
002407206 | CLAMP,SUSPENSION,ELEC CONDUCTOR | Double Armour Grip Assembly, Selenium, 61/3.25 AAAC 1120 c/w Yoke Plate, No Clevis Tongues, M16 Bolt, ETS 11-09-01 | Line Hardware
002407205 | CLAMP,SUSPENSION,ELEC CONDUCTOR | Double Armour Grip Assembly, Oxygen, 19/4.75 AAAC 1120 c/w Yoke Plate, No Clevis Tongues, M16 Bolt, ETS 11-09-01 | Line Hardware
002407204 | CLAMP,SUSPENSION,ELEC CONDUCTOR | Double Armour Grip Assembly, Nitrogen, 37/3.00 AAAC 1120 c/w Yoke Plate, No Clevis Tongues, M16 Bolt, ETS 11-09-01 | Line Hardware
002407203 | CLAMP,SUSPENSION,ELEC CONDUCTOR | Double Armour Grip Assembly, Neon, 19/3.75 AAAC 1120 c/w Yoke Plate, No Clevis Tongues, M16 Bolt, ETS 11-09-01 | Line Hardware
002407202 | CLAMP,SUSPENSION,ELEC CONDUCTOR | Double Armour Grip Assembly, Krypton, 19/3.25 AAAC 1120 c/w Yoke Plate, No Clevis Tongues, M16 Bolt, ETS 11-09-01 | Line Hardware
002407201 | CLAMP,SUSPENSION,ELEC CONDUCTOR | Double Armour Grip Assembly, Iodine, 7/4.75 AAAC 1120 c/w Yoke Plate, No Clevis Tongues, M16 Bolt, ETS 11-09-01 | Line Hardware
002407200 | CLAMP,SUSPENSION,ELEC CONDUCTOR | Double Armour Grip Assembly, 7/3.25 SC/AC Left Hand Lay c/w Yoke Plate, No Clevis Tongues, M16 Bolt, ETS 11-09-01 | Line Hardware
002407199 | CLAMP,SUSPENSION,ELEC CONDUCTOR | Double Armour Grip Assembly, 7/3.25 SC/GZ c/w Yoke Plate, No Clevis Tongues, M16 Bolt, ETS 11-09-01 | Line Hardware
002407198 | CLAMP,SUSPENSION,ELEC CONDUCTOR | Double Armour Grip Assembly, 7/2.75 SC/AC Left Hand Lay c/w Yoke Plate, No Clevis Tongues, M16 Bolt, ETS 11-09-01 | Line Hardware
002407197 | CLAMP,SUSPENSION,ELEC CONDUCTOR | Double Armour Grip Assembly, 7/2.75 SC/GZ c/w Yoke Plate, No Clevis Tongues, M16 Bolt, ETS 11-09-01 | Line Hardware
000021743 | CLAMP,SUSPENSION,ELEC CONDUCTOR | Suspension Single, Colour Code Black, suit 14.36 to 14.55mm OPGW Conductor Range, Left Hand Lay | Line Hardware
002407189 | CLAMP,SUSPENSION,ELEC CONDUCTOR | Armour Grip, Neon, 19/3.75 AAAC 1120, M16 Bolt, ETS 11-09-01 | Line Hardware
000019820 | CLAMP,SUSPENSION,ELEC CONDUCTOR | OPGW Suspension Single, 10.63 to 11.15mm Dia Cable Range, Colour Code Black, Left Hand Lay, for OPGW Installation c/w S-070-1, TET-070, OFCTT-64971, | Line Hardware
002497295 | CLAMP,SUSPENSION,ELEC CONDUCTOR | Double Armour-Grip Suspension Assy, suit 11.1mm c/w Yoke Plate | Line Hardware
000413595 | CLAMP,SUSPENSION,ELEC CONDUCTOR | Armour Grip Suspension Unit, suit Neptune, 19/3.25 AAC & AAAC | O/Head Line
002407183 | CLAMP,SUSPENSION,ELEC CONDUCTOR | Armour Grip, 7/2.75 SC/GZ, M16 Bolt, ETS 11-09-01 | Line Hardware
002407207 | CLAMP,SUSPENSION,ELEC CONDUCTOR | Double Armour Grip Assembly, Sulphur, 61/3.75 AAAC 1120 c/w Yoke Plate, No Clevis Tongues, M20 Bolt, ETS 11-09-01 | Line Hardware
002407196 | CLAMP,SUSPENSION,ELEC CONDUCTOR | Armour Grip, Paw Paw, 54/3.75 19/2.25 ACSR/GZ , M16 Bolt, ETS 11-09-01 | Subtransmission
002407186 | CLAMP,SUSPENSION,ELEC CONDUCTOR | Armour Grip, 7/3.25 SC/AC, Left Hand Lay, M16 Bolt, ETS 11-09-01 | Line Hardware
002407185 | CLAMP,SUSPENSION,ELEC CONDUCTOR | Armour Grip, 7/3.25 SC/GZ, M16 Bolt, ETS 11-09-01 | Line Hardware
002426732 | CLAMP,SUSPENSION,ELEC CONDUCTOR | Armour Grip, suit Cherry 6/4.75 + 7/1.60 ACSR/GZ & Iodine 7/4.75 AAAC 1120, M16 Bolt, ETS 11-09-01 (scm) | Line Hardware
000104422 | CLAMP,TREFOIL | Cast Al, suit Cable 27.0 to 29.0mm Dia, c/w Clamping Bolts etc, suitable for Bolting through 6mm Thk Mounting Bracket (MOQ & P5) (scm) | U/G Equipment
000104486 | CLAMP,TREFOIL | S/Steel, suit Cable 24.0 to 27.0mm Dia c/w Clamping Screws etc, for use with M8 Fixing Bolt, Clamp to be supplied assembled | U/G Equipment
002434744 | CLAMP,TREFOIL | Cast Al, suit Cable 54.0 - 56.0mm Dia c/w Clamping Bolts, to suit M10 Fixing Bolt Cabus # 5456NI (scm) | U/G Equipment
002403912 | CLAMP,TREFOIL | To Suit 3 Ph, 35mm2 Cable (scm) | U/G Equipment
002403911 | CLAMP,TREFOIL | To Suit 3 Ph, 185mm2 Cable (scm) | U/G Equipment
000104487 | CLAMP,TREFOIL | S/Steel, suit Cable 33.0 to 37.0mm Dia c/w Clamping Screws etc, for use with M8 Fixing Bolt, Clamp to be supplied assembled | U/G Equipment
002434637 | CLAMP,TREFOIL | S/Steel, suit Cable 37.0 to 41.0mm Dia c/w Clamping Screws etc, for use with M8 Fixing Bolt, suit Mounting on Unistrut Channel, Clamp supplied assembled (scm) | Line Support Equip
002404019 | CLAMP,TREFOIL | Cast Al, Cable, Bolts & Nuts, Size 56.5 to 59mm (scm) | U/G Equipment
000105012 | CLAMP,TREFOIL | Cast Al, suit Cable 46.0 to 48.0mm Dia c/w Clamping Bolts etc, for use with M12 Fixing Bolt (MOQ10) (scm) | U/G Equipment
000104162 | CLAMP,TREFOIL | Cast Al, suit Cable 43.0 to 45.0mm Dia c/w Neoprene Insert & Clamping Bolts etc for use with M12 Fixing Bolt (MOQ10) (scm) | U/G Equipment
000104499 | CLAMP,TREFOIL | Cast Al, suit Cable 40.5 to 42.5mm Dia c/w 85 x 10mm Galv Clamping Bolts etc, for use with M12 Galv Centre Fixing Bolt Clamp to be supplied assembled | U/G Equipment
000104423 | CLAMP,TREFOIL | Cast Al, suit Cable 38mm to 40mm Dia c/w Clamping Bolts etc, for use with M12 Fixing Bolt (MOQ10 Per Region) (scm) | U/G Equipment
002438497 | CLEANER,CARTRIDGE DISPENSER | 500ml, use to Clean Foam Application Gun (scm) | U/G Equipment
000025127 | CLEANER,VACUUM | Milwaukee, M18 Wet/Dry Vacuum, 7.5 Ltr, 18V, Built in Blower Port, HEPA Filter, On-Board Accessory & Hose Storage, Skin Only | Hardware & Tools
002497576 | CLEANER,VACUUM | Metabo, H-Class Vacuum Combo Kit, 30L Tank, 36V, Cordless c/w 2 x 18V 8Ah Batteries, Dual Quick 240V Charger & Accessories, for Hazardous Dust | Tools & Equipment
002472785 | CLEANER,VACUUM | Milwaukee, M12 Cordless Compact Hand Vacuum, 12V, 470mm c/w Crevice Tool, Extension Nozzle, Extension Wand, Filter Assembly & Utility Nozzle, Skin Only | Hardware & Tools
002427631 | CLEANING COMPOUND | Polywater, Rubber Goods Cleaner, Liquid, 1 Litre Bottle with Sprayer | Tools & Equipment
002470300 | CLEANING COMPOUND | Viper Brite, Ultra Foaming, Non-Acid, Air Conditioner & Coil Cleaner, 4Ltr | Remote Generation
002406718 | CLEANING COMPOUND | Rubber Washing Cleaner, Neutral Lime, 20L Container | General Hardware
002427623 | CLEANING COMPOUND | Polywater, Rubber Goods Cleaner, Liquid, 1 US Gallon | Tools & Equipment
002459170 | CLEANING COMPOUND,ELEC CONTACT | CRC CO-Contact Cleaner, Precision Electrical Cleaning Solvent, No Residue | PPE, Hardware & Tools
001837608 | CLEANING COMPOUND,OPTICAL LENS | Uvex Clear Lens Cleaning Station c/w Lens Cleaning Solution (p/n 1009) & Lens Cleaning Tissues (p/n 1008) | PPE, Hardware & Tools
001837611 | CLEANING COMPOUND,OPTICAL LENS | Paper Tissue, 250 x 116 x 175mm, Interleaved, suit Cleaning Station SACS30, Protector SACT30 | General
001837610 | CLEANING COMPOUND,OPTICAL LENS | Spectrum, 200ML Pump Action Bottle, Cat # SACF34, suit Cleaning Station SACS30 c/w Spray Head Sash28 | PPE, Hardware & Tools
002402130 | CLEANING COMPOUND,SOLVENT | Degreasol, Power Wash (205L Drum) | Dangerous Goods
002459162 | CLEANING COMPOUND,SOLVENT | CRC Lectra-Clean, Electric Motor & Equip Cleaner, Degreaser, Removes Moisture, 400g Aerosol | Dangerous Goods
000156595 | CLEANING COMPOUND,SOLVENT | Cable Cleaning CC-4 supplied in 964ml Container (P4) | Hardware & Tools
002459204 | CLEANING COMPOUND,SOLVENT | Lexite NF, Electrical Equip Cleaner, Degreaser | Dangerous Goods
002464444 | CLEANING COMPOUND,SOLVENT | CRC Brakleen, Brake Cleaner, 500g Aerosol | PPE, Hardware & Tools
002402445 | CLEANING COMPOUND,SOLVENT | Enviro Solv B6, 205L Drum | Dangerous Goods
002467975 | CLEANING COMPOUND,SOLVENT | Enviro Solv B6, 20L Drum | Dangerous Goods
002465888 | CLEANING KIT | SF6 Response Clean-Up Kit c/w Carry Bag, 1 x Duct Tape, 12 x Disposable Towels, A-Frame Safety Sign, SF6 Hazard Barrier Tape, Blue Vinyl Gloves, 2 x Pr Maxichem | HS & PPE
002427706 | CLEANING KIT | EWP Boom Wash Assembly Kit c/w Tee Off, Nozzle & 12mm Garden Hose, 18m Lg | Tools & Equipment
002407272 | CLEVIS | Ball, 160kN, ETS 11-09-01 | Line Hardware
002407259 | CLEVIS | Ball, 120kN, ETS 11-09-01 | Forged Fittings
XSOMX0231 | CLEVIS | Twisted Clevis Tongue, 70/120kN, Dwg 004-289-RD | Energy Supplies
000482861 | CLEVIS ASSEMBLY,BALL | Ref 70/BC, to AS 1554 (P30) | Forged Fittings
002403614 | CLEVIS,PIN | Galv, Forged Steel, Hex, 57mm Lg c/w S/Steel Humpback Split Pins, used to Reduce Radio Interference, ETS 01-01-01, Dwg 01-08-01 | Forged Fittings
002458347 | CLEVIS,PIN | S/Steel Gde 304, Round, M12 x 65mm c/w R-Clip, 3 x 68mm, S/Steel Gde 304, suit IIN414079 | O/Head Line
002439644 | CLEVIS,SOCKET | Extension Link, 120kN, 250mm, R Clip, ETS 11-09-01 (scm) | Subtransmission
002426849 | CLEVIS,SOCKET | 160kN, with R Clip, ETS 11-09-01 | Forged Fittings
002407260 | CLEVIS,SOCKET | 120kN, with W Clip, ETS 11-09-01 | Forged Fittings
002401321 | CLEVIS,SOCKET | 70kN, Forged Steel c/w Clevis Bolt, Nut, Humpy Back Pin & W Clip | Galv Products
002407270 | CLEVIS,SOCKET | Extension Link, 160kN, 250mm, R Clip, ETS 11-09-01 | Forged Fittings
000482856 | CLEVIS,THIMBLE | Al, 70kN, 70/CTH QESI Dwg 01-14-03 c/w Round Clevis Pin (P30) (scm) | Line Hardware
002401330 | CLEVIS,THIMBLE | Galv, 70kN c/w Forged Clevis Pin & Stainless Humpback Pin (P20) (scm) | Forged Fittings
002407256 | CLEVIS,TONGUE | 120kN, ETS 11-09-01 | Line Hardware
002403424 | CLEVIS,TONGUE | No 16, 186mm Lg, 40mm W, 6mm Thk, Galv Steel | Galv Products
002456614 | CLIP | DIN Rail Clip, for ECE60 Series AC/DC Power Supply | Communications
002427714 | CLIP | CDD Double Loop R Clip, used with Seal, for the sealing of the Controlled Decent Device on Elevated Work Platforms, EE Dwg 985725-01 | Tools & Equipment
000456103 | CLIP | Security, 'W', 16mm, Phosphor Bronze, suit Ball & Socket Disc Insulators, AS1154 Ref 16 | Insulator
000023957 | CLIP | Helmet Clip, for LED Safety Helmet Lamp, Pack of 4 | PPE, Hardware & Tools
002469419 | CLIP | SP2, Sensor Mounting Clip | Communications
000019762 | CLIP,ELECTRICAL | Insulated Alligator Clip, Elephant Type, 1000V, 1 x Black & 1 x Red Clip c/w Safety Shroud | Hardware & Tools
002403880 | CLIP,ELECTRICAL | Earth Clip, 2 Piece Claw Type, 12.7mm, AS 1882 (P50) | O/Head Line
002459907 | CLIP,GLOVE | Glove Clip Keeper, to hold Work Gloves, Dielectric, Non-Corrosive, attaches to Belt Loop or Pocket | Hardware & Tools
000104336 | CLIP,SPRING TENSION | S/Steel, for Spreader Rods, use 4 x per Rod (P400) (scm) | Line Hardware
000030276 | CLIP,SPRING TENSION | Unistrut, Cover Clip, Steel Type 20C | Line Support Equip
000030275 | CLIP,SPRING TENSION | Unistrut, Cover Clip, Steel Type 20B | Line Support Equip
000030273 | CLIP,SPRING TENSION | Unistrut, Cover Clip, Steel Type 12B | Line Support Equip
000030274 | CLIP,SPRING TENSION | Unistrut, Cover Clip, Steel Type 16A | Line Support Equip
000395443 | CLOTH,CLEANING | Wipers, Replace-a-rag, 490mm x 70m or Equivalent, Blue 4193 (P3) | PPE, Hardware & Tools
002403829 | CLOTH,CLEANING | Wipers, 3 Ply, Multiuse, 42 x 39cm, EMB Blue 94185 (Ctn 200) | General
002496842 | CLOTH,CLEANING | Everguard, Tack Cloths, Impregnated with Resin to hold Dust, Elements, Fibres & Dirt, for Asbestos PAPR Kit, Pack of 50 | HS & PPE
001811190 | CLOTH,CLEANING | Silicone Impregnated for Wiping Epoxiglas Tools | Hardware & Tools
000021736 | CLOTH,CLEANING | Disposable, Solvent Impregnated, Degreasing Wipe, for Cleaning EHV Cable 150 Wipes per Bucket | Hardware & Tools
002465862 | CLOTH,CLEANING | T-shirt Rags, White, 1kg | HS & PPE
002403827 | CLOTH,CLEANING | Chux, Regular, 60 x 45cm, White (5 packs per ctn) | General
000395451 | CLOTH,CLEANING | Wipers, HD, Industrial, 60 x 40cm, Green 94164 (P12) | General
000015866 | CLOTH,CLEANING | Wipers, Replace-a-rag; 245mm x 70m industrial use, Blue 4194 (P4) | PPE, Hardware & Tools
002401722 | CLOTH,CLEANING | Bag of Rags, Medium Cotton, Coloured, 10kg Slab, for Wiping | PPE, Hardware & Tools
000024853 | COATING COMPOUND KIT | Crossarm Coating Kit c/w Brush Grey Poolcoat NSC73 500g, Catalyst 10ml, 1 x 50mm Paintbrush, 1 x Stirring Stick, 1 Pair Latex Gloves, 2 x Plastic Bags, | Dangerous Goods
002470334 | COCK,DRAIN | 1/8" BSP BR | Remote Generation
002402432 | COCK,DRAIN | Black Plastic Tap, for use on Bulk Water Containers & Bulk Disinfectant Spray & Wipe 15L Bottles | HS & PPE
002470144 | COCK,DRAIN | 1/4" BSP BR | Remote Generation
000003730 | COIL,ELECTRICAL | Trip, 32V DC, Control Voltage 25.8-32V DC, suit ABB VBF 36 & 40 CB (2 x per CB), 00000977 Part 1 | Substation
000003736 | COIL,ELECTRICAL | Trip, 110V DC, Control Voltage 77-121V DC, suit ABB VBF 36 & 40 CB (2 x per CB), 00000977 Part 1 | Substation
000003876 | COIL,ELECTRICAL | Indoor, Tuning Coil T72D, Double Coil Air Core, 130mm W, 15 to 31mm2, suit Tight Coupled AFLC Coupling Cell, site specific inductance & current rating | Substation
002485449 | COIL,ELECTRICAL | Trip Coil, Switchboard Spare Part, for GV3N Tamco 22kV Switchgear | Substation
002485423 | COIL,ELECTRICAL | Close Coil, Switchboard Spare Part, for GV3N Tamco 22kV Switchgear | Substation
002401525 | COIL,ELECTRICAL | 240V AC, to suit CA3-23 CA3-30 Contactor | Protection
000003293 | COIL,ELECTRICAL | Inverter Pole Assy, St George STATCOM | Substation Accessories
000003742 | COIL,ELECTRICAL | Trip, 240V DC/AC, Control Voltage 195.5 - 253 V DC or AC, suit ABB VBF 36.20.25 CB (2 x per CB), ETS 2009/0092/T Item 7M | Substation
000003743 | COIL,ELECTRICAL | Close, 240V DC/AC, Control Voltage 195.5 - 253 V DC or AC, suit ABB VBF 36.20.25 CB (1 x per CB), ETS 2009/0092/T Item 7N | Substation
002406484 | COIL,ELECTRICAL | Wextec 11kV SWER Sect | Substation
002406493 | COIL,ELECTRICAL | Suit MCGRAW-ED KE Recloser after Serial Num 52007, 35A | Substation
000003984 | COIL,ELECTRICAL | Trip, 32V DC, Control Voltage 32V DC, suit Alstom GL312 CB (2 x per CB), 00000977 Part 3 | Substation
002074195 | COIL,ELECTRICAL | Earth & Test Bush, Gec 11kV RMU | Substation
000003986 | COIL,ELECTRICAL | Trip, 48V DC, Control Voltage 48V DC, suit Alstom GL312 CB (2 x per CB), 00000977 Part 3 | Substation
002074322 | COIL,ELECTRICAL | Winding 2MVA 22KV SW VREG | Substation
002074314 | COIL,ELECTRICAL | Series 5A Kyle Type E 12.7KV | Substation
002406478 | COIL,ELECTRICAL | All McGRAW EDIS GH 2 Sect | Substation
002078212 | COIL,ELECTRICAL | Cl 11/DC QNCH RLY 66KV OCB | Substation
000003991 | COIL,ELECTRICAL | Close, 125V DC, Control Voltage 125V DC, suit Alstom GL312 CB (1 x per CB), 00000977 Part 3 | Substation
000003232 | COIL,ELECTRICAL | Closing, VCB, 110V DC, for Switchboard Type BV2, ETS 2010/0048/T, Sched 6.1.3 Item 3, Conneq iPower | Substation
002406483 | COIL,ELECTRICAL | McGRAW-ED Ser 52000 15A | Substation
002406482 | COIL,ELECTRICAL | McGRAW-ED Type E Recloser 25A | Substation
002079375 | COIL,ELECTRICAL | HV/LV 250KVA 11KV Transformer | Substation
002406367 | COIL,ELECTRICAL | Cont 240V, 50 Cyc, 511 Secur | Substation
002406477 | COIL,ELECTRICAL | Sect S/trip Reyrolle OYS | Substation
002079448 | COIL,ELECTRICAL | Series 50A 11KV Auto Recloser | Substation
000003989 | COIL,ELECTRICAL | Close, 110V DC, Control Voltage 110V DC, suit Alstom GL312 CB (1 x per CB), 00000977 Part 3 | Substation
000003990 | COIL,ELECTRICAL | Trip, 125V DC, Control Voltage 125V DC, suit Alstom GL312 CB (2 x per CB), 00000977 Part 3 | Substation
002078239 | COIL,ELECTRICAL | TRP 110DC 66KV Galileo OCB | Substation
002485415 | COIL,ELECTRICAL | Trip Coil, Switchboard Spare Part, for VH1F Tamco 11kV Switchgear | Substation
002406476 | COIL,ELECTRICAL | Recloser S/trip Reyrolle OYT | Substation
002406485 | COIL,ELECTRICAL | McGRAW-ED KF Recloser 25A | Substation
000003292 | COIL,ELECTRICAL | Inductor, New Single Coil, St George STATCOM | Substation Accessories
000003896 | COIL,ELECTRICAL | GE 48V DC Close Coil, suit GL309, GL312, GL314, DT1 72.5, DT1 145 | Switchgear Substation
000003895 | COIL,ELECTRICAL | GE 32V DC Close Coil, suit GL309, GL312, GL314, DT1 72.5, DT1 145 | Switchgear Substation
000003894 | COIL,ELECTRICAL | GE 125V DC Trip Coil, suit GL309, GL312, GL314, DT1 72.5, DT1 145 | Switchgear Substation
000003893 | COIL,ELECTRICAL | GE 110V DC Trip Coil, suit GL309, GL312, GL314, DT1 72.5, DT1 145 | Switchgear Substation
000003892 | COIL,ELECTRICAL | GE 48V DC Trip Coil, suit GL309, GL312, GL314, DT1 72.5, DT1 145 | Switchgear Substation
000003891 | COIL,ELECTRICAL | GE 32V DC Trip Coil, suit GL309, GL312, GL314, DT1 72.5, DT1 145 | Switchgear Substation
000003740 | COIL,ELECTRICAL | Close, 125V DC, Control Voltage 87.5-137.5V DC, suit ABB VBF 36 & 40 CB (1 x per CB), 00000977 Part 1 | Substation
000003739 | COIL,ELECTRICAL | Trip, 125V DC, Control Voltage 87.5-137.5V DC, suit ABB VBF 36 & 40 CB (2 x per CB), 00000977 Part 1 | Substation
000003737 | COIL,ELECTRICAL | Close, 110V DC, Control Voltage 77-121V DC, suit ABB VBF 36 & 40 CB (1 x per CB), 00000977 Part 1 | Substation
002406494 | COIL,ELECTRICAL | Suit MCGRAW-ED KE Recloser after Serial Num 52007, 50A | Substation
002406492 | COIL,ELECTRICAL | Suit MCGRAW-ED KE Recloser after Serial Num 52000, 10A | Substation
002406479 | COIL,ELECTRICAL | McGRAW-ED Type E Recloser 5A | Substation
002078069 | COIL,ELECTRICAL | E/F release GEC 11KV OCB | Substation
002078468 | COIL,ELECTRICAL | Brake 66/22KV 5MVA TRFR | Substation
002406473 | COIL,ELECTRICAL | McGRAW-ED Type H Recloser 5A | Substation
002406475 | COIL,ELECTRICAL | McGRAW-ED Type H Recloser 15A | Substation
002485399 | COIL,ELECTRICAL | Close Coil, Switchboard Spare Part, for VH1F Tamco 11kV Switchgear | Substation
002406271 | COIL,ELECTRICAL | Sectionalizers, 19kV, 5A | Substation
000003231 | COIL,ELECTRICAL | Closing, VCB, 48V DC, for Switchboard Type BV2, ETS 2010/0048/T, Sched 6.1.3 Item 3, Conneq iPower | Substation
000003988 | COIL,ELECTRICAL | Trip, 110V DC, Control Voltage 110V DC, suit Alstom GL312 CB (2 x per CB), 00000977 Part 3 | Substation
000003233 | COIL,ELECTRICAL | Opening, VCB, 48V DC, for Switchboard Type BV2, ETS 2010/0048/T, Sched 6.1.3 Item 4, Conneq iPower | Substation
002406480 | COIL,ELECTRICAL | McGRAW-ED Type E Recloser 10A | Substation
002406474 | COIL,ELECTRICAL | McGRAW-ED Type H Recloser 10A | Substation
002406481 | COIL,ELECTRICAL | McGRAW-ED Type E Recloser 15A | Substation
002406196 | COIL,ELECTRICAL | McGraw-ED KF Recloser 15A | Substation
000003234 | COIL,ELECTRICAL | Opening, VCB, 110V DC, for Switchboard Type BV2, ETS 2010/0048/T, Sched 6.1.3 Item 4, Conneq iPower | Substation
002078824 | COIL,ELECTRICAL | Brake FF61226 5MVA 66/22KV | Substation
002488310 | COIL,ELECTRICAL | CB Tripping & Closing Coil, suit GE F35-145kV GIS | Switchgear Substation
002406487 | COIL,ELECTRICAL | Sectionalizer 19KV 10A | Substation
002074292 | COIL,ELECTRICAL | Series 15A Kyle Type E 12.7KV | Substation
002406849 | COIL,ELECTRICAL | MCGRAW-ED Ser 52000 25A | Substation
000003985 | COIL,ELECTRICAL | Close, 32V DC, Control Voltage 32V DC, suit Alstom GL312 CB (1 x per CB), 00000977 Part 3 | Substation
002406486 | COIL,ELECTRICAL | McGRAW-ED KF Recloser 35A | Substation
002078484 | COIL,ELECTRICAL | Contactor 5MVA 66/22KV TRX | Substation
000003987 | COIL,ELECTRICAL | Close, 48V DC, Control Voltage 48V DC, suit Alstom GL312 CB (1 x per CB), 00000977 Part 3 | Substation
000003898 | COIL,ELECTRICAL | GE 125V DC Close Coil, suit GL309, GL312, GL314, DT1 72.5, DT1 145 | Switchgear Substation
000003897 | COIL,ELECTRICAL | GE 110V DC Close Coil, suit GL309, GL312, GL314, DT1 72.5, DT1 145 | Switchgear Substation
000003734 | COIL,ELECTRICAL | Close, 48V DC, Control Voltage 33.6-52.8V DC, suit ABB VBF 36 & 40 CB (1 x per CB), 00000977 Part 1 | Substation
000003731 | COIL,ELECTRICAL | Close, 32V DC, Control Voltage 25.8-35.2V DC, suit ABB VBF 36 & 40 CB (1 x per CB), 00000977 Part 1 | Substation
000003733 | COIL,ELECTRICAL | Trip, 48V DC, Control Voltage 33.6-52.8V DC, suit ABB VBF 36 & 40 CB (2 x per CB), 00000977 Part 1 | Substation
002471514 | COLLECTOR UNIT,DUST | Milwaukee M18 & M28 HAMMERVAC Dust Extractor, 18V, HEPA Filter, suit Milwaukee Hammer Drill | Hardware & Tools
002468254 | COMMUNICATION SYSTEM | P25 Base Station Controller, Complete P25CC c/w 2 Channels & eBSC Fitted, Ergon configuration loaded | Communications
002480580 | COMMUNICATION SYSTEM | ACB Additional to Enable SCADA for DNP3, RTU SICAM A8000 Relay, Interface in DNP3 | U/G Equipment
002475572 | COMMUNICATION SYSTEM | LV Statcom Comms Box, Single Mount to Wood Pole, Dwgs 974851-70 & 974851-71 (scm) | Communications
002480598 | COMMUNICATION SYSTEM | ACB Additional to Enable SCADA for IEC61850, RTU SICAM A8000 Relay, Interface in IEC61850 | U/G Equipment
X09000000 | COMMUNICATION SYSTEM | Microwave Link, 7Ghz, Single Polarized, Hot Standby Link, IP10, complete Ceragon c/w IDU's, RFU's, Dishes & Mounting Hardware | Communications
002468270 | COMPUTER,DATA TRANSFER | ANT Stick Dongle for PC Communicating with Siemens Fusesaver (Ergon Area)(scm) | Communications
002488112 | COMPUTER,DIGITAL | Intel NUC Rugged Chassis Element, Dual LAN Board, HMI Display Client Variant 1 Chassis, Case & Main Board, w/o AC Cord | Communications
002406598 | CONCRETE,PREMIX | 20kg Bag (60 Bags per Pallet) (scm) SUPPLY ON ONE WAY PALLETS ONLY | Cement, Concrete & Mortar
000621342 | CONDUCTOR CONTACT PASTE | Alminox Electrical Jointing Compound, Grease Base w/Zinc Grit, Grey, 325g Tube c/w Cone Nozzle, Oxide & Corrosion Inhibitor, for Alum Connections | O/Head Line
002113005 | CONDUIT,NONMETALLIC,FLEXIBLE | PVC, 16mm, Black, Non-Corrugated, 30m Roll, AS/NZS 2053.4 (scm) | Conduit & Fittings
002113048 | CONDUIT,NONMETALLIC,FLEXIBLE | PVC, 32mm, Black, Non-Corrugated, 30m Roll, AS/NZS 2053.4 (scm) | Conduit & Fittings
002453769 | CONDUIT,NONMETALLIC,FLEXIBLE | Split Convoluted Tubing, 9.9mm ID, 13mm OD, 30m Lg, Fire Retardant PPL, Black | Communications
002434488 | CONDUIT,NONMETALLIC,FLEXIBLE | PVC, 25mm, Black, Corrugated, 30m Roll, AS/NZS 2053.4 (scm) | Conduit & Fittings
002400383 | CONDUIT,NONMETALLIC,FLEXIBLE | PVC, 20mm, Med Duty, Grey, Corrugated, 50m Roll, AS/NZS 2053.4 | Conduit & Fittings
002453777 | CONDUIT,NONMETALLIC,FLEXIBLE | Split Convoluted Tubing, 12.8mm ID, 15.9mm OD, 75m Lg, Fire Retardant PPL, Black | Communications
002453751 | CONDUIT,NONMETALLIC,FLEXIBLE | Split Convoluted Tubing, 7.0mm ID, 10.4mm OD, 30m Lg, Fire Retardant PPL, Black | Communications
000013538 | CONDUIT,NONMETALLIC,FLEXIBLE | PVC, 50mm, Orange, 15m Roll, AS2053, (scm) | Conduit & Fittings
002485118 | CONDUIT,NONMETALLIC,FLEXIBLE | Split Sleeve Tubing, 7mm Dia, 3m Lg, Fire Retardant PPL, Black, Corrugated, Antenna Segregation | Conduit & Fittings
002453785 | CONDUIT,NONMETALLIC,FLEXIBLE | Split Convoluted Tubing, 16.6mm ID, 21.2mm OD, 50m Lg, Fire Retardant PPL, Black | Communications
002113064 | CONDUIT,NONMETALLIC,FLEXIBLE | PVC, 50mm, Black, Non-Corrugated, 30m Roll | Conduit & Fittings
002405972 | CONDUIT,NONMETALLIC,FLEXIBLE | PVC, 32mm, Med Duty, Grey, Corrugated, 25m Roll | Conduit & Fittings
002113021 | CONDUIT,NONMETALLIC,FLEXIBLE | PVC, 25mm, Black, Non-Corrugated, 30m Roll, AS/NZS 2053.4 (scm) | Conduit & Fittings
002113013 | CONDUIT,NONMETALLIC,FLEXIBLE | PVC, 20mm, Black, Non-Corrugated, 30m Roll, AS/NZS 2053.4 (scm) | Conduit & Fittings
002403889 | CONDUIT,NONMETALLIC,RIGID | PVC, 25mm, 4m, MD, Electrical Grey | Conduit & Fittings
000104458 | CONDUIT,NONMETALLIC,RIGID | 50mm, 4.0m Lg, MD, PVC, White, Comms, Aust Std (scm) | Conduit & Fittings
001865684 | CONDUIT,NONMETALLIC,RIGID | 150mm, 4m Lg, HD, UPVC, Orange Elec, AS/NZS 2053.2 (scm) | Conduit & Fittings
000104327 | CONDUIT,NONMETALLIC,RIGID | UPVC, 125mm, 4m, HD, Orange Electrical, AS/NZS2053 Part 2-1995 | Conduit & Fittings
001865668 | CONDUIT,NONMETALLIC,RIGID | UPVC, 100mm, 4m Lg, HD, Orange Elec, AS/NZS 2053.2 (scm) | Conduit & Fittings
000104329 | CONDUIT,NONMETALLIC,RIGID | UPVC 80mm, 4m, HD, Orange Electrical, AS/NZS2053 Part 2-1995 | Conduit & Fittings
002400384 | CONDUIT,NONMETALLIC,RIGID | PVC, 32mm, 4m, HD, Orange Electrical, AS/NZS2053 Part 2-1995 | Conduit & Fittings
001865596 | CONDUIT,NONMETALLIC,RIGID | UPVC, 80mm, 6m, LD, Orange Electrical, AS/NZS2053 Part 2-1995 (scm) | Conduit & Fittings
001865617 | CONDUIT,NONMETALLIC,RIGID | UPVC, 100mm, 6m, LD, Orange Electrical, AS/NZS2053 Part 2-1995 (scm) | Conduit & Fittings
000104328 | CONDUIT,NONMETALLIC,RIGID | UPVC, 125mm, 6m, LD, Orange Electrical to AS/NZS2053 Part 2-1995 | Conduit & Fittings
001865625 | CONDUIT,NONMETALLIC,RIGID | UPVC, 150mm, 6m, LD, Orange Electrical, AS/NZS2053 Part 2-1995 (scm) | Conduit & Fittings
001865595 | CONDUIT,NONMETALLIC,RIGID | UPVC, 50mm, 4m, HD, Orange Electrical (Aus Std) | Conduit & Fittings
002406678 | CONDUIT,NONMETALLIC,RIGID | PVC, 40mm, 4m, MD, Electrical Grey (Aus Std) | Conduit & Fittings
002406677 | CONDUIT,NONMETALLIC,RIGID | UPVC, 40mm, 4m, HD, Orange Electrical, AS/NZS2053 Part 2-1995 (P5) (scm) | Conduit & Fittings
000104635 | CONNECTOR | Switchgear, Bi-Metal, suit 185mm2 Al Round Stranded & for attachment to 12mm Dia Cu Pin, Hex Die A/F 22.0mm (scm) | Lugs
002463677 | CONNECTOR | Cylinder Head Tube Connector, Scania DC12 & DC13 Mechanical Parts | Remote Generation
000021417 | CONNECTOR | Type PSB 4/7/6, Female Test Socket Connector, Silver, suit Terminal Type UK6N & UK10N, Pack of 100 | Hardware & Tools
000030385 | CONNECTOR | Elbow, Compression, Al, 30 Deg, suit 100mm Busbar | Substation Accessories
002468890 | CONNECTOR | Bleed Rail Connector Fitting, Bolt, Single Port, for Bleed Pipe, Scania Engine DC13 Mechanical Parts | Remote Generation
002406288 | CONNECTOR | Connection Kit, Holec | U/G Equipment
000021418 | CONNECTOR | Type PSBJ 4/15/6, Female Test Socket Connector, Insulated, Transparent, suit Terminal Types UK6N & UK10N, Pack of 10 | Hardware & Tools
000030371 | CONNECTOR | Compression, Splice, suit 50mm Busbar to 50mm Busbar | Busbar and Fittings
000030370 | CONNECTOR | Compression, Splice c/w Earthing Stirrup, suit 50mm Busbar | Busbar and Fittings
000030369 | CONNECTOR | Compression, Expansion Termination, suit 50mm Busbar c/w P5 Palm | Busbar and Fittings
002406394 | CONNECTOR | Switchgear, Bi-Metal, suit 95mm2 Al Round Stranded & 12mm2 Dia Cu Pin, Hex Die A/F 17.3mm | O/Head Line
002442283 | CONNECTOR ASSEMBLY,ELECTRICAL | 'TS' Tags, for Connecting Parallel Cables to Schneider LV Switch Fuse Units, Set of 3 | Lugs
001015092 | CONNECTOR ASSEMBLY,ELECTRICAL | Set, Electrical, Slip Base Connect Type, 2 Female & 2 Male Connectors, c/w 2 Lengths of Black Heatshrink 30mm Long | Street Lights
002425007 | CONNECTOR ASSEMBLY,ELECTRICAL | 'TS' Tags, for Connecting Parallel Cables to Weber LV Switch Fuse Units, Set of 3 | Lugs
000030044 | CONNECTOR ASSEMBLY,ELECTRICAL | Splice Component Expansion Bus Support, suit 50mm Busbar | Busbar and Fittings
000030023 | CONNECTOR ASSEMBLY,ELECTRICAL | Bus to 4 Hole Palm c/w Earth Stirrup, suit 50mm Busbar | Busbar and Fittings
000030025 | CONNECTOR ASSEMBLY,ELECTRICAL | Bus to 4-Hole Palm Expansion c/w Earth Stirrup, suit 50mm Busbar | Busbar and Fittings
000030027 | CONNECTOR ASSEMBLY,ELECTRICAL | Compression End Cap c/w 4 x Hole Palm, suit 50mm Busbar | Busbar and Fittings
000030387 | CONNECTOR ASSEMBLY,ELECTRICAL | Compression Tee Configuration, 15 Deg, suit 50mm Busbar | Substation Accessories
002479517 | CONNECTOR ASSEMBLY,ELECTRICAL | 4-Hole Pad Tee, Al, 50mm Main Run Pipe to 50mm Center Palm Pad c/w 4 x 14mm Holes | Busbar and Fittings
000030043 | CONNECTOR ASSEMBLY,ELECTRICAL | Compression Terminal & Splice, suit 50mm Busbar | Busbar and Fittings
000030041 | CONNECTOR ASSEMBLY,ELECTRICAL | Compression Tee Configuration, suit 125mm Busbar | Busbar and Fittings
000030040 | CONNECTOR ASSEMBLY,ELECTRICAL | Compression Tee Configuration Bus Support, suit 125mm Busbar | Busbar and Fittings
000030039 | CONNECTOR ASSEMBLY,ELECTRICAL | Compression Splice, suit 125mm Busbar | Busbar and Fittings
000030038 | CONNECTOR ASSEMBLY,ELECTRICAL | Compression Splice Component, suit 100mm Busbar | Busbar and Fittings
000030036 | CONNECTOR ASSEMBLY,ELECTRICAL | Compression Splice c/w 4 Hole Palm Pad, suit 100mm Busbar | Busbar and Fittings
000030035 | CONNECTOR ASSEMBLY,ELECTRICAL | Compression Splice c/w 4 Hole Palm Assembly Transverse, suit 100mm Busbar | Busbar and Fittings
000030034 | CONNECTOR ASSEMBLY,ELECTRICAL | Compression Palm, 2 Hole, 50mm Centre, suit 100mm Busbar | Busbar and Fittings
000030081 | CONNECTOR ASSEMBLY,ELECTRICAL | Compression Expansion Termination, suit 50mm Busbar | Substation Accessories
000030399 | CONNECTOR ASSEMBLY,ELECTRICAL | Compression, Al, 50mm Tube Size c/w Base Plate, suit 50mm Busbar | Substation Accessories
000030386 | CONNECTOR ASSEMBLY,ELECTRICAL | Compression A Frame, suit 50mm Busbar | Substation Accessories
002479558 | CONNECTOR ASSEMBLY,ELECTRICAL | Elbow Coupler, Al, 90 Deg, 50mm Pipe | Busbar and Fittings
002479541 | CONNECTOR ASSEMBLY,ELECTRICAL | Bus to Pad Expansion Terminal, w/Guide, Al, 50mm Pipe to Center Formed 4-Hole # 5 Pad c/w Earth Stirrup | Busbar and Fittings
002479533 | CONNECTOR ASSEMBLY,ELECTRICAL | Bus to Pad Expansion Terminal, w/Guide, Al, 50mm Pipe to Center Formed 4-Hole # 5 Pad | Busbar and Fittings
002479525 | CONNECTOR ASSEMBLY,ELECTRICAL | Tee, Al, 90 Deg, 50mm Main Run Pipe to 50mm Pipe Tap | Busbar and Fittings
000030033 | CONNECTOR ASSEMBLY,ELECTRICAL | Compression Palm & Splice, suit 50mm Busbar | Busbar and Fittings
000030032 | CONNECTOR ASSEMBLY,ELECTRICAL | Compression Expansion Support, suit 50mm Busbar | Busbar and Fittings
000030031 | CONNECTOR ASSEMBLY,ELECTRICAL | Compression Expansion Support, suit 125mm Busbar | Busbar and Fittings
000030030 | CONNECTOR ASSEMBLY,ELECTRICAL | Compression c/w 90 Deg Palm, suit 125mm Busbar | Busbar and Fittings
000030029 | CONNECTOR ASSEMBLY,ELECTRICAL | Compression Bus to 4-Hole Palm Expansion c/w Earth Stirrup, suit 100mm Busbar | Busbar and Fittings
000030028 | CONNECTOR ASSEMBLY,ELECTRICAL | Compression A Frame, 30 Deg, suit 125mm Busbar | Busbar and Fittings
002479509 | CONNECTOR ASSEMBLY,ELECTRICAL | Bus Support, Slip/Rigid Fit, Al, 50mm Pipe to 3" Bolt Circle, Horizontal | Busbar and Fittings
002474401 | CONNECTOR ASSEMBLY,ELECTRICAL | Bus Compression Splice, Double Longitudinal Pad Tee, 100mm Busbar c/w Dual 4 Hole Palm Pads | Busbar and Fittings
002474393 | CONNECTOR ASSEMBLY,ELECTRICAL | Long Splice, Al, 100mm Pipe | Busbar and Fittings
002474385 | CONNECTOR ASSEMBLY,ELECTRICAL | Expansion Bus Support, AI, 100mm Pipe to 3" & 5" Bolt Circles | Busbar and Fittings
002474377 | CONNECTOR ASSEMBLY,ELECTRICAL | Bus Tee, Al, 15 Deg, 100mm Main Run Pipe to 80mm Pipe Tap | Busbar and Fittings
002474369 | CONNECTOR ASSEMBLY,ELECTRICAL | Bus A-Frame, Al, 30 Deg, 100mm Main Run Pipe to 2 x 80mm Pipe Taps | Busbar and Fittings
000030400 | CONNECTOR ASSEMBLY,ELECTRICAL | Compression, Al, 100mm Tube Size c/w Earth Stirrup, suit 100mm Busbar | Busbar and Fittings
000030080 | CONNECTOR ASSEMBLY,ELECTRICAL | Compression Expansion Termination, suit 125mm Busbar | Busbar and Fittings
000030046 | CONNECTOR ASSEMBLY,ELECTRICAL | Splice c/w 4 Hole Palm Transverse, suit 50mm Busbar | Busbar and Fittings
000030045 | CONNECTOR ASSEMBLY,ELECTRICAL | Splice Component, suit 50mm Busbar | Busbar and Fittings
000030026 | CONNECTOR ASSEMBLY,ELECTRICAL | Compression Bus to 4 Hole Palm, suit 100mm Busbar | Busbar and Fittings
000030024 | CONNECTOR ASSEMBLY,ELECTRICAL | Bus to 4 Hole Palm c/w Earth Stirrup, suit 100mm Busbar | Busbar and Fittings
000030022 | CONNECTOR ASSEMBLY,ELECTRICAL | Bus Support Compression Expansion, suit 100mm Busbar | Busbar and Fittings
000017404 | CONNECTOR ASSEMBLY,ELECTRICAL | Splice for ABB SLBM, Connecting of 2 x 240mm2 Cables (max), Set of 3 | Busbar and Fittings
002459279 | CONNECTOR ASSEMBLY,ELECTRICAL | Fusesaver, Line Clamp with Right Angle Parking Bar, for the Connection of SWER Reactors | Switchgear Distribution
002442291 | CONNECTOR ASSEMBLY,ELECTRICAL | 'T' Tags, for Connecting Parallel Cables to Jean Muller LV Switch Fuse Units, Set of 3 | Lugs
001251014 | CONNECTOR BODY,PLUG,ELECTRICAL | Switch, Plug In, suit Electronic Ripple Control Receiver, ETS: SS6-2.1 Item 3 (P10) | Meters
000136116 | CONNECTOR ELBOW | 22kV, 200A, for Qesi 95mm2 Al 3Core XLPE Cable Pre-moulded EPDM Shell, Dead Make & Dead Break (supply in Packs of 3) Transformer & RMU Terminations | U/G Equipment
000136099 | CONNECTOR ELBOW | 400A, 16 to 22mm2, suit 22kV, 50mm2, 1 Core XLPE Al Cable, Non-load Break (Single Elbow Kit Only) | U/G Equipment
002470276 | CONNECTOR ELBOW | Set of 3, 630A, Bolted, suit 33kV 1 Core 300mm2 Al, LAT, Insect Protected Cable c/w Crimp Lugs for CWS 120mm2 (scm) | U/G Equipment
000136059 | CONNECTOR ELBOW | 400A, to suit 22kV 35mm2 Al 3C XLPE Cable, Elastimold K400LRG-FG-35km-12-1 (Single Elbow Kit Only) Transformer & RMU Terminations | U/G Equipment
002404210 | CONNECTOR ELBOW | Set of 3, 630A, Bolted, suit 22kV 1 Core 158mm2 XLPE Cable, NKT CB 24-630 | U/G Equipment
002435907 | CONNECTOR ELBOW | Set of 3, 630A, Bolted, suit 11kV 1 Core 25-120mm2 XLPE Cable, Shear Bolt Connectors, for Areva HV Switchgear (scm) | U/G Equipment
000104463 | CONNECTOR ELBOW | Set of 3, 630A, Bolted, suit 22kV 1C 630mm2 Al XLPE Cable, F & G Type AST20/630, w/o Metal Housing Code No. 31 573 63 (scm) | U/G Equipment
002404223 | CONNECTOR ELBOW | 200A Deadbreak, to suit 22kV 185mm2 Al 1C XLPE Cable, Transformer Termination Lug suit 95mm2 Conductor (Single Elbow Kit Only), C/W Unibail, (scm) | U/G Equipment
002404218 | CONNECTOR ELBOW | 400A to suit 185mm2 Cable (Single Elbow) Elastimold K400LRG-HB-185km-12-1 | U/G Equipment
002494144 | CONNECTOR ELBOW | Set of 3, 630A, Bolted, suit 22kV 1C 400mm2 Al XLPE Polylam Cable | U/G Equipment
002487262 | CONNECTOR ELBOW | Set of 3, 630A, Bolted, suit 22kV 1 Core 158mm2 XLPE Cable, Sudkabel SET24 | U/G Equipment
002470268 | CONNECTOR ELBOW | Set of 3, 630A, Bolted, suit 33kV 1 Core 50-120mm2 Cu, 50-150mm2 Al, Insect Protected Cable c/w Crimp Lugs for CWS both 35mm2 & 95mm2 (scm) | U/G Equipment
002479129 | CONNECTOR ELBOW | 200A, suit 22kV, 3 Core, 35mm2 Al, XLPE Cable, Transformer & RMU Terminations, 3 Elbow Set | U/G Equipment
002430221 | CONNECTOR ELBOW | Set of 3, 630A, Bolted, suit 22kV 1 Core 185mm2 Al XLPE Cable, (scm) | U/G Equipment
002435923 | CONNECTOR ELBOW | Indoor, Set of 3, 630A, Bolted, suit 11kV, 400mm2, 1 Core XLPE Cable, 185-400mm Mechanical Connectors, CENELEC EN 50180/50181 Interface C Bushings for | U/G Equipment
000104404 | CONNECTOR ELBOW | Set of 3, 630A, Bolted, suit 22kV 1 Core 35mm2 Al, XLPE Cable, Insect Protected Cable Double Brass Tape, F & G Type CB (scm) | U/G Equipment
002435915 | CONNECTOR ELBOW | Set of 3, 630A, Bolted, suit 11kV 1 Core 185-300mm2 XLPE Cable, Shear Bolt Connectors, for Areva HV Switchgear (scm) | U/G Equipment
001015016 | CONNECTOR SET,ELECTRICAL | Single Connector, 3 x 6 mm2 or 4 x 2.5 mm2 Cables, Translucent PP Housing, ZP Steel Screw, 40A 100/box 500 VAC | U/G Equipment
002403253 | CONNECTOR SET,ELECTRICAL | Strip Electrical, 10mm2, 30A, 12 Compression with Platform | Lugs
002440287 | CONNECTOR,BUSBAR | Tube, Circular to Flat Busbar, Cu, 31.8mm OD Tube, 54 x 70mm Flat Bolt M12 S/Steel | Substation
002440220 | CONNECTOR,BUSBAR | End, Busbar to Conductor, Cu, 19.1mm OD Tube Run, 35-95mm2 Conductor Range | Substation
002440238 | CONNECTOR,BUSBAR | Tee, Conductor to Conductor, Al, 25.40 - 33.80 Run & Tap Conductor Range | Substation
002440253 | CONNECTOR,BUSBAR | Flexible Terminal, Al, 50 x 100mm2 Palm, 2 x M12 Holes, 50mm Centred, 400mm Lg, Offset Strap | Substation
002440261 | CONNECTOR,BUSBAR | Tube, Circular to Flat Busbar, Cu, 28.6mm OD Tube, 54 x 64mm Flat Bolt M10 S/Steel | Substation
002440246 | CONNECTOR,BUSBAR | Flexible Terminal, Al, 100 x 100mm2 Palm 4 x M12 Holes, Approx DC Rating 1200A | Substation
002440279 | CONNECTOR,BUSBAR | Tube, Circular to Flat Busbar, Cu, 30.0mm OD Tube, 54 x 70mm Flat Bolt M10 S/Steel | Substation
002437762 | CONNECTOR,COMPRESSION | C Crimp, Hyground, 70 - 70mm2, IEEE Std 837, Dwg # EESS-10031-04 | Subtransmission
002401802 | CONNECTOR,COMPRESSION | Profile 6, Cu, Conductor 50-70mm2, Earth Rod 13-15mm Dia, Die Set DU1315, Pack of 40 | O/Head Line
000157795 | CONNECTOR,COMPRESSION | 7/1.70 Cu Service Cable, Cat # TECSM2/50 Utilux MS Products Cat # TECSM2 (P50) | O/Head Line
002437846 | CONNECTOR,COMPRESSION | P Crimp, Hyground, 19mm Dia, Earth Stake 150mm2, Stranded Cu Conductor, IEEE Std 837, Dwg # EESS-10031-04 | Subtransmission
002437820 | CONNECTOR,COMPRESSION | P Crimp, Hyground, 13mm Dia, Earth Stake 70mm2, Stranded Cu Conductor, IEEE Std 837, Dwg # EESS-10031-04 | Subtransmission
002437812 | CONNECTOR,COMPRESSION | C Crimp, Hyground, 150 - 150mm2, IEEE Std 837, Dwg # EESS-10031-04 | Subtransmission
002437804 | CONNECTOR,COMPRESSION | C Crimp, Hyground, 120 - 150mm2, IEEE Std 837, Dwg # EESS-10031-04 | Subtransmission
002437796 | CONNECTOR,COMPRESSION | C Crimp, Hyground, 120-120mm2, Wide Jaw, IEEE Std 837, Dwg EESS-10031-04 | Subtransmission
002401803 | CONNECTOR,COMPRESSION | C Profile, Earth Wire 50 - 70mm2, Run to 50 - 70mm2 Tap (P50) | O/Head Line
002437788 | CONNECTOR,COMPRESSION | C Crimp, Hyground, 70 - 150mm2, IEEE Std 837, Dwg EESS-10031-04 | Subtransmission
002451680 | CONNECTOR,COMPRESSION | C Crimp, Hyground, 70 - 95mm2, Cu | Subtransmission
002406224 | CONNECTOR,COMPRESSION | C Type, Earth Wire 16 - 35mm2, Run to 16-35mm2 Tap | Lugs
000030047 | CONNECTOR,COMPRESSION | Splice Component Expansion, suit 100mm Busbar | Busbar and Fittings
002437770 | CONNECTOR,COMPRESSION | C Crimp, Hyground, 70 - 120mm2, IEEE Std 837, Dwg # EESS-10031-04 | Subtransmission
000719368 | CONNECTOR,COMPRESSION | C Type, Earth Wire 95 - 120mm2, Run to 16 - 70mm2 Tap | O/Head Line
002490639 | CONNECTOR,COMPRESSION | Profile 6, Cu, Conductor 24-40mm2, Earth Rod 13mm Dia, Die Set DU1315 | O/Head Line
002437838 | CONNECTOR,COMPRESSION | P Crimp, Hyground, 13mm Dia, Earth Stake 120mm2, Stranded Cu Conductor, IEEE Std 837, Dwg # EESS-10031-04 | Subtransmission
002406222 | CONNECTOR,COMPRESSION | C Type, Earth Wire, 35-70mm2 Run to 10-35mm2 Tap, Compression Die 12T-UO (scm) | Lugs
002463289 | CONNECTOR,ELECTRICAL | 31 Pin, 31 Pole Bulkhead Mount Connector Socket, 24 Shell Size, Male Contacts, Bayonet Mating, IP67, Thin Wall Wire Seal, Grey Ring, IP67, Hino JO8 | Remote Generation
002463305 | CONNECTOR,ELECTRICAL | Weather-Pack Series, 3-Way Cable Mount Plug, Male Connector, Nylon, Hino JO8 Electrical Parts | Remote Generation
002463297 | CONNECTOR,ELECTRICAL | 31 Pin, 31 Pole Bulkhead Mount Connector Socket, 24 Shell Size, Male Contacts, Bayonet Mating, IP67, Extra Thin Wall Wire Seal, Blue Ring, IP67, Hino JO8 | Remote Generation
002463214 | CONNECTOR,ELECTRICAL | 6 Pin Socket, 6 Pole Cable Mount Connector Plug, 6 Shell Size, Female Contacts, Push-Pull Mating, IP68, Hino JO8 Electrical Parts | Remote Generation
002483352 | CONNECTOR,ELECTRICAL | Inner Cone Socket, 72.5kV, Brugg Size G0L (583mm) c/w Contact Extension & Dust Cap u/w Brugg Plug TFD 1.72-11, IEC 62271-209 Fig 3 | U/G Cables & Accsry Equip
002483360 | CONNECTOR,ELECTRICAL | Inner Cone Test Plate, 72.5kV, suit Brugg Socket Size G0L, c/w Manometer & Dilo Gas Fitting | U/G Cables & Accsry Equip
002481372 | CONNECTOR,ELECTRICAL | Inner Cone Plug, suit Cable 38/66kV, 1000mm Stranded Segmental Milliken WB Al, XLPE/OFC/WBT/CAS(25kA/1Sec)/LLDPE/ Nyl/MDPE, Graphite Coating u/w Brugg | U/G Cables & Accsry Equip
002481364 | CONNECTOR,ELECTRICAL | Inner Cone Plug, suit Cable 38/66kV, 1C, 1000mm2 Stranded Segmental Milliken WB Al, XLPE/WBT/CAS(25kA/1Sec)/LLDPE/ Nyl/MDPE, Graphite Coating u/w Brugg | U/G Cables & Accsry Equip
002481356 | CONNECTOR,ELECTRICAL | Inner Cone Plug, suit Cable 38/66kV, 630mm Stranded Compacted Circ WB Cu, XLPE/OFC/WBT/CAS(25kA/1Sec)/LLDPE/Nyl/ MDPE, Graphite Coating u/w Brugg Socket | U/G Cables & Accsry Equip
002453926 | CONNECTOR,ELECTRICAL | Type N, Panel Mount Jack, Mounted Bulkhead, Silver Plated, suit RG58 Cable | Communications
002453827 | CONNECTOR,ELECTRICAL | Type SMA, Cable Plug, Reverse Gender, Nickel Plated, suit RG58C/U Cable | Communications
002481349 | CONNECTOR,ELECTRICAL | Inner Cone Plug, suit Cable 38/66kV, 1C, 630mm2 Stranded Compacted Circ WB Cu, XLPE/WBT/CAS(25kA/1Sec)/LLDPE/Nyl/ MDPE, Graphite Coating u/w Brugg Socket | U/G Cables & Accsry Equip
002481331 | CONNECTOR,ELECTRICAL | Inner Cone Plug, suit Cable 38/66kV, 1C, 300mm2 Stranded Compacted Circ WB Cu, XLPE/WBT/CAS/LLDPE/Nyl/MDPE, Graphite Coating u/w Brugg Socket | U/G Cables & Accsry Equip
002484632 | CONNECTOR,ELECTRICAL | Inner Cone Socket, 145kV, Brugg Size G2L (757mm), Cylindrical Fixing Ring c/w Contact Extension & Dust Cap u/w Brugg Plug TFD 1.170-11, IEC 62271-209 Fig 3 | U/G Cables & Accsry Equip
002481539 | CONNECTOR,ELECTRICAL | Inner Cone Plug, suit Cable 76/132kV, 1C 1600mm2 Stranded Segmental Milliken WB Cu, XLPE/OF/WBT/CAS(40kA/0.5Sec)/MDPE, Graphite Coating u/w Brugg Socket | U/G Cables & Accsry Equip
002484582 | CONNECTOR,ELECTRICAL | GIS, 76/132kV, 1C, 1200mm2 Stranded Segmental Milliken WB Cu, XLPE/WBT/ CAS(40kA/0.5Sec)/MDPE, Graphite Coating | U/G Cables & Accsry Equip
002481521 | CONNECTOR,ELECTRICAL | Inner Cone Plug, suit Cable 76/132kV, 1C 1200mm2 Stranded Segmental Milliken WB Cu, XLPE/OF/WBT/CorrCu Sheath (40kA/0.5Sec)/MDPE, Graphite Coating u/w | U/G Cables & Accsry Equip
002484541 | CONNECTOR,ELECTRICAL | GIS, 76/132kV, 1C, 800mm2 Stranded Segmental Milliken WB Cu, XLPE/WBT/ CorrCu Sheath(40kA/0.5Sec)/MDPE, Graphite Coating | U/G Cables & Accsry Equip
002481513 | CONNECTOR,ELECTRICAL | Inner Cone Plug, suit Cable 76/132kV, 1C 1200mm2 Stranded Segmental Milliken WB Al, XLPE/OF/WBT/CAS(25kA/1Sec)/LLDPE/ Nyl/MDPE, Graphite Coating u/w Brugg | U/G Cables & Accsry Equip
002481505 | CONNECTOR,ELECTRICAL | Inner Cone Plug, suit Cable 76/132kV, 1C 630mm2 Stranded Compacted Circ WB Al, XLPE/OF/WBT/CAS(25kA/1Sec)/LLDPE/Nyl/ MDPE, Graphite Coating u/w Brugg Socket | U/G Cables & Accsry Equip
002401587 | CONNECTOR,ELECTRICAL | 3 Pin Socket, 10A, PVC, 1mm2 Ordinary Flex, for Extension Lead (P10) | Hardware & Tools
002401581 | CONNECTOR,ELECTRICAL | 3 Pin Plug, Top, for Extension Lead (P10) | Hardware & Tools
002456093 | CONNECTOR,ELECTRICAL | DB9 Male/Female, Right Angle Adaptor, Low Profile | Communications
002453793 | CONNECTOR,ELECTRICAL | Type BNC, Cable Plug, Male, Crimp, suit RG58C/U Cable | Communications
002404171 | CONNECTOR,ELECTRICAL | BP Double Screw Connector, suit 2 x 6mm2 Cable, Bore 5.8mm Dia (P50) | U/G Equipment
002478238 | CONNECTOR,ELECTRICAL | Cable Connector, Two Screw, Clear Insulated, 80A, suits up to 2 x 35mm2 Cable | Hardware & Tools
002486157 | CONNECTOR,ELECTRICAL | Inner Cone Socket, 145kV, Brugg Size T2 (470mm) c/w Contact Extension u/w Brugg Plug TFD 1.145-11 & TFD 1.145-12 | U/G Cables & Accsry Equip
002486140 | CONNECTOR,ELECTRICAL | Inner Cone Socket, 145kV, Brugg Size G2 (470mm) Cylindrical Fixing Ring c/w Contact Extension & Dust Cap u/w Brugg Plug, TFD 1.170-11, IEC 62271-209 Fig 3 | U/G Cables & Accsry Equip
002486132 | CONNECTOR,ELECTRICAL | Inner Cone Socket, 72.5kV, Brugg Size T0 (310mm) c/w Contact Extension & Dust Cap u/w Brugg Plug TFD 1.72-11, IEC 62271-209 Fig 3 | U/G Cables & Accsry Equip
002486124 | CONNECTOR,ELECTRICAL | Inner Cone Socket, 72.5kV, Brugg Size G0 (310mm) c/w Dust Cap u/w Brugg Plug, TFD 1.72-11, IEC 62271-209 Fig 3 | U/G Cables & Accsry Equip
002463842 | CONNECTOR,ELECTRICAL | Cannon Plug, 2-way Female MPU, Scania DC12 Canopy Parts | Remote Generation
002453819 | CONNECTOR,ELECTRICAL | Type FME, Cable Jack, Female, Crimp, Nickel Plated, suit RG58C/U Cable | Communications
002453801 | CONNECTOR,ELECTRICAL | Type BNC, Cable Jack, Female, Crimp, suit RG58C/U Cable | Communications
001015008 | CONNECTOR,ELECTRICAL | BP Single Screw Connector, suit 2 x 6mm2 Cable, 32A, 1-Way (P100) | Lugs
002484343 | CONNECTOR,ELECTRICAL | Inner Cone Socket, 145kV, Brugg Size T2L (757mm) c/w Contact Extension u/w Brugg Plug TFD 1.145-11 & TFD 1.145-12 | U/G Cables & Accsry Equip
002484517 | CONNECTOR,ELECTRICAL | Inner Cone Plug, suit Cable 76/132kV, 1C, 400mm2 Stranded Compacted Circ WB Cu, XLPE/WBT/CorrCu Sheath(40kA/0.5Sec)/ MDPE, Graphite Coating u/w Brugg Socket | U/G Equipment
002484558 | CONNECTOR,ELECTRICAL | Inner Cone Plug, suit Cable 76/132kV, 1C, 800mm2 Stranded Segmental Milliken WB Cu, XLPE/WBT/CorrCu Sheath (40kA/0.5Sec)/MDPE, Graphite Coating u/w | U/G Equipment
002461028 | CONNECTOR,ELECTRICAL | Type UHF, Cable Plug, Male, Crimp, suit RG58C/U Cable | Communications
000023730 | CONNECTOR,ELECTRICAL | Terminal Clamp, In-Line Bi-Metal Service Connector, suit 6-35mm2 Cable, 13mm AF 12nm Shear Head | Line Hardware
002443315 | CONNECTOR,ELECTRICAL | DB25 Port Protector, protects ports from stress of constant plugging & unplugging | Communications
002481497 | CONNECTOR,ELECTRICAL | Inner Cone Plug, suit Cable 76/132kV, 1C 630mm2 Stranded Compacted Circ WB Al, XLPE/WBT/CAS(25kA/1Sec)/LLDPE/Nyl/MDPE, Graphite Coating u/w Brugg Socket | U/G Cables & Accsry Equip
002484335 | CONNECTOR,ELECTRICAL | Inner Cone Socket, 72kV, Brugg Size T0L (583mm) c/w Contact Extension u/w Brugg Plug TFD 1.72-11 | U/G Cables & Accsry Equip
002484640 | CONNECTOR,ELECTRICAL | Inner Cone Test Plate, 145kV, suit Brugg Socket Size G2L/T2L c/w Manometer & Dilo Gas Fitting | U/G Cables & Accsry Equip
002484509 | CONNECTOR,ELECTRICAL | GIS, 76/132kV, 1C, 400mm2 Stranded Segmental Milliken WB Cu, XLPE/WBT/ CorrCu Sheath(40kA/0.5Sec)/MDPE, Graphite Coating | U/G Cables & Accsry Equip
002463206 | CONNECTOR,ELECTRICAL | 6 Pin Plug, 6 Pole Cable Mount Connector Socket, 6 Shell Size, Male Contacts, Push-Pull Mating, IP67, Hino JO8 Electrical Parts | Remote Generation
002484590 | CONNECTOR,ELECTRICAL | Inner Cone Plug, suit Cable 76/132kV, 1C, 1200mm2 Stranded Segmental Milliken WB Cu, XLPE/WBT/CAS(40kA/0.5Sec)/MDPE, Graphite Coating u/w Brugg Socket | U/G Equipment
002484624 | CONNECTOR,ELECTRICAL | Inner Cone Plug, suit Cable 76/132kV, 1C, 1600mm2 Stranded Segmental Milliken WB Cu, XLPE/WBT/CorrCu Sheath (40kA/0.5Sec)/MDPE, Graphite Coating u/w | U/G Equipment
002465037 | CONNECTOR,ELECTRICAL | Weather-Pack Series, 2-Way Cable Mount Socket, Female Connector, Nylon, Black, Max 20A, Hino JO8 Electrical Parts | Remote Generation
002463362 | CONNECTOR,ELECTRICAL | Connector, Hino JO8 Electrical Parts, Pack of 10 | Remote Generation
002463354 | CONNECTOR,ELECTRICAL | Weather-Pack Series, 2-Way Cable Mount Plug, Male Connector, Nylon, Black, Max 20A, Hino JO8 Electrical Parts | Remote Generation
002463313 | CONNECTOR,ELECTRICAL | Weather-Pack Series, 3-Way Cable Mount Socket, Female Connector, Nylon, Hino JO8 Electrical Parts | Remote Generation
002437069 | CONNECTOR,ELECTRICAL | Type N, Cable Plug, Male, Crimp, Nickel, suit RG58C/U Cable | Communications
002463230 | CONNECTOR,ELECTRICAL | 3 Pin Socket, 3 Pole Cable Mount Connector Plug, 3 Shell Size, Female Contacts, Push-Pull Mating, IP67, Hino JO8 Electrical Parts | Remote Generation
002463222 | CONNECTOR,ELECTRICAL | 3 Pin Plug, 3 Pole Cable Mount Connector Socket, 3 Shell Size, Male Contacts, Push-Pull Mating, IP67, Hino JO8 Electrical Parts | Remote Generation
002437077 | CONNECTOR,ELECTRICAL | Radio Frequency Plug, SMA Type, RG58 Coax Cable Crimp Style | Communications
002494441 | CONNECTOR,RECEPTACLE | Double Switch Socket-Outlet, 250V, 10A, 3 Pin, Horizontal Mount | Substation Batteries
000030091 | CONNECTOR-SWITCH | Appliance Inlet, 500V, 50A, 5 Round Pins Generator Connection | Substation Accessories
000030090 | CONNECTOR-SWITCH | Internal Socket Housing, 500V, 20A, 5 Round Pins, 3Ph, 1Ph Outlet, Orange | Substation Accessories
000030089 | CONNECTOR-SWITCH | Surface Socket, 250V, 15A, 3 Flat Pins, 3Ph, 1Ph Outlet, Orange, IP66 | Substation Accessories
002468106 | CONNECTOR-SWITCH | Socket Outlet, Waterproof, 250V, 10A, 3 Flat Pins, IP66 | Remote Generation
002463156 | CONTACT BLOCK | Autobreak Safety Contact for Emergency Stop Operators, Panel Mount, Yellow, suit Hino JO8 Electrical Parts & Scania DC12 Canopy Parts | Remote Generation
002401770 | CONTACT BLOCK | Electrical Auxillary Contact Block, 4 Pole N/O for CS3-40E CA3-23-10 CA3-30-10 Rated | Substation
002463271 | CONTACT,ELECTRICAL | Connector Contact, 16mm Socket, 14mm2 AWG, Crimp, Nickel Plated, Green Band, Hino JO8 Electrical Parts | Remote Generation
002463263 | CONTACT,ELECTRICAL | Connector Contact, 16mm Pin, 14mm2 AWG, Crimp, Nickel Plated, Green Band, Hino JO8 Electrical Parts | Remote Generation
002463339 | CONTACT,ELECTRICAL | Weather-Pack Series, 2 Pin Plug, Male, Tin Plated, Cable Range 1.00-2.00mm2, Terminal for use with Automotive Connector | Remote Generation
002079634 | CONTACT,ELECTRICAL | 3 Ph Set Fxd, 11kV 3P OCB | Network Spares
002078441 | CONTACT,ELECTRICAL | Moving, 66/22kV, 5MVA TFR | Network Spares
002078409 | CONTACT,ELECTRICAL | SEL SW, 66/22kV, 5MVA TFR | Network Spares
002079715 | CONTACT,ELECTRICAL | 3 Ph Set MVD, 11kV 3P OCB | Network Spares
002079669 | CONTACT,ELECTRICAL | 3 Ph Set MVD, 11kV 3P OCB | Network Spares
002078417 | CONTACT,ELECTRICAL | SEL SW, 66/22kV, 5MVA TFR | Network Spares
002078433 | CONTACT,ELECTRICAL | Fixed, 66/22kV, 5MVA TFR | Network Spares
002476489 | CONTACT,ELECTRICAL | Fuse Chamber Contact, Complete Socket, For use in Magnefix / Hazemeyer MD4 RMU | Tools & Equipment
002079766 | CONTACT,ELECTRICAL | 3 Ph Set MVD, 11kV 3P OCB | Network Spares
002078786 | CONTACT,ELECTRICAL | D5226214-1, 5MVA, 66/22kV | Network Spares
002476497 | CONTACT,ELECTRICAL | Fixed Main Contact, For use in Magnefix / Hazemeyer MD4 RMU | Tools & Equipment
002079685 | CONTACT,ELECTRICAL | 3 Ph Set MVD, 11kV 3P OCB | Network Spares
002074012 | CONTACT,ELECTRICAL | Fixed & Moving, 22kV, OYT OCR | Network Spares
002079642 | CONTACT,ELECTRICAL | 3 Ph Set MVD, 11kV 3P OCB | Network Spares
002074233 | CONTACT,ELECTRICAL | Butt Contact, 3 Ph RMU, 11kV Gec | Network Spares
000140738 | CONTACT,ELECTRICAL | 800A, 415V AC, Front Connected, suit EE JW4MS Fuse Holder | Network Spares
002074063 | CONTACT,ELECTRICAL | Fixed & Moving, 11kV, OYT OCR | Network Spares
002078751 | CONTACT,ELECTRICAL | Auxillary Moving, 10MVA, 11kV, VREG | Network Spares
000140711 | CONTACT,ELECTRICAL | 800A, 415V AC, Back Connected, suit EE JW4MS Fuse Holder | Network Spares
002078794 | CONTACT,ELECTRICAL | D5226214-2, 5MVA, 66/22kV | Network Spares
002074365 | CONTACT,ELECTRICAL | Fixed, 2MVA, 22kV, SW VREG | Network Spares
002078727 | CONTACT,ELECTRICAL | Main, 10MVA, 11kV VREG | Network Spares
002476471 | CONTACT,ELECTRICAL | Fixed Arcing Contact, For use in Magnefix / Hazemeyer MD4 RMU, Removed Using Socket Wrench (2052.044) | Tools & Equipment
002078808 | CONTACT,ELECTRICAL | D5170063. 5MVA, 66/22kV | Network Spares
002078182 | CONTACT,ELECTRICAL | Fixed, 66kV, Galileo OCB | Network Spares
002079693 | CONTACT,ELECTRICAL | 3 Ph Set MVD, 11kV 3P OCB | Network Spares
002079677 | CONTACT,ELECTRICAL | 3 Ph Set MVD, 11kV 3P OCB | Network Spares
002074357 | CONTACT,ELECTRICAL | Moving, 2MVA, 22kV, SW VRE | Network Spares
002078816 | CONTACT,ELECTRICAL | E6011212, 5MVA, 66/22kV | Network Spares
002078743 | CONTACT,ELECTRICAL | Main Moving, 10MVA, 11kV VRE | Network Spares
002078336 | CONTACT,ELECTRICAL | Arcing Contacts for Transformer | Network Spares
002078425 | CONTACT,ELECTRICAL | Moving, 66/22kV, 5MVA TFR | Network Spares
000003294 | CONTACT,ELECTRICAL | CB Module, Aux Contacts, Motor Operator, St George STATCOM | Substation Accessories
002463347 | CONTACT,ELECTRICAL | Weather-Pack Series, 2 Pin Socket, Female, Tin Plated, Cable Range 1.00-2.00mm2, Terminal for use with Automotive Connector | Remote Generation
000003295 | CONTACT,ELECTRICAL | 4 NO/NC 240V AC, 6A, Breaker Module CB Part, Aux Contacts, St George STATCOM | Substation Accessories
000003843 | CONTACTOR | Output, 230V, CAB 6-140-EI-11 c/w Coil, for SFU-K 203/303 Transmitter Control, ETS 2011/0363/T 12k-SFU | Substation
000003848 | CONTACTOR | Short Circuit, CR 1-F265 with Locking, for SFU-K 503 Transmitter Control, ETS 2011/0363/T 12p-SFU | Substation
000000169 | CONTACTOR | Output, SFU-K 403, AFLC, Enermet | Network Spares
000000176 | CONTACTOR | Locking Short Circuit, SFU-K 203/303, AFLC, Enermet | Network Spares
000000168 | CONTACTOR | Output, SFU-K 203/303, AFLC, Enermet | Network Spares
000003863 | CONTACTOR | Dual Output, 22kW, 230V AC, 4P 2S+2OE, suit FQD6...7 Transmitter Control, ETS 2011/0363/T 12o-FQD | Substation
000003862 | CONTACTOR | Dual Output, 65A, LC1-D65008P7, suit FQD2¿5 Transmitter Control, ETS 2011/0363/T 12n-FQD | Substation
000003861 | CONTACTOR | Single Output, 90kW, 230V, 60Hz, 100-D180EA11, suit FQD5¿7 Transmitter Control, ETS 2011/0363/T 12m-FQD | Substation
000003860 | CONTACTOR | Single Output, 78kW, 230V, 60Hz, CAB6-140EI11-14, suit FQD2¿4 Transmitter Control, ETS 2011/0363/T 12l-FQD | Substation
000003847 | CONTACTOR | Short Circuit, CR 1-F150 with Locking, for SFU-K 403 Transmitter Control, ETS 2011/0363/T 12o-SFU | Substation
000003844 | CONTACTOR | Output, 230V, CAB 6-210-EI-11 c/w Coil, for SFU-K 403 Transmitter Control, ETS 2011/0363/T 12l-SFU | Substation
000000173 | CONTACTOR | Auxiliary, SFU-K, AFLC, Enermet, CA 6-P2-B-11 | Network Spares
000005036 | CONTACTOR | Short Circuit Contactor Upgrade Kit c/w 100-C40KF200, Aux Contact Block 100-FAB22, Contact Rails, Distance Plate for SFU-K 203/303, ETS 2011/0363/T | Substation
000000174 | CONTACTOR | Auxiliary, SFU-K, AFLC, Enermet, CA 6-P1-11 | Network Spares
000000166 | CONTACTOR | Short Circuit, SFU-K 403, AFLC, Enermet | Network Spares
000000175 | CONTACTOR | SFU-I/K 203/303, AFLC, Enermet, Em ON with Capacitor | Network Spares
000000172 | CONTACTOR | Auxiliary, SFU-K, AFLC, Enermet, 100-SB11 | Network Spares
000000170 | CONTACTOR | Output, SFU-K 503, AFLC, Enermet | Network Spares
000000171 | CONTACTOR | Auxiliary, SFU-K, AFLC, Enermet, 100-SB02 | Network Spares
000000167 | CONTACTOR | Short Circuit, SFU-K 503, AFLC, Enermet | Network Spares
000003845 | CONTACTOR | Output, 230V, CAB 6-300-EI-11 c/w Coil, for SFU-K 503 Transmitter Control, ETS 2011/0363/T 12m-SFU | Substation
002401904 | CONTACTOR,MAGNETIC | Control Street Lighting, Type 2 Assembly Enclosed Contactor c/w PE Control, Dwg 10/80A & 10/80B (P10) | Street Lights
000003296 | CONTACTOR,MAGNETIC | 600V, 48A, 3 Pole, Charge, IEC, St George STATCOM | Substation Accessories
000003312 | CONTACTOR,MAGNETIC | Aux Trip Plug, 2500A Microversa GE Breaker, St George STATCOM MC069 | Substation Accessories
002496867 | CONTACTOR,MAGNETIC | CA7-9E Contactor, AC-3 DC-1, 9A, 690VAC, 4kW, 3P, 24VDC, 50/60Hz, 1 NO Contact Aux, Screw Connect, DIN Rail, Man-Auto | Remote Generation
002402258 | CONTACTOR,MAGNETIC | Control Relay, 4 Pole, 240V Coil, Rail Mtg or Surface Mtg | Protection
002463859 | CONTACTOR,MAGNETIC | Telemecanique Contactor, 240V AC, 25A, 3 Pole, Scania DC12 Canopy Parts | Remote Generation
002401905 | CONTACTOR,MAGNETIC | Control Street Lighting,Type 4 Assembly Enclosed w/o PE Control, Dwg 10/81 | Street Lights
002427110 | CONTAINER | Weatherproof Construction, for Tower Rescue Kit | PPE, Hardware & Tools
002469245 | CONTROL BOX | CAPE Control & Protection Enclosure, ADVC3 Ultra, CAPE FlexVUE Eng Sch, suit Schneider E27/E38 Reclosers, JTS 06-07-03 (scm) | Switchgear Distribution
002490811 | CONTROL BOX | CL7, Multi Phase Control, S/Steel c/w 3 x 15m Control Cables, RJ45 Ethernet Comms Module & 13.5V DC Modem Power Supply Module, IDPT Version | Regulator
002462422 | CONTROL BOX | CL6, 1 Ph Control, S/Steel (scm) | Communications
002478006 | CONTROL BOX | NOJA Control Cubicle, RC10, suits OSM310 | Switchgear Distribution
002490803 | CONTROL BOX | CL7, 1 Ph Control, S/Steel c/w 15m Control Cable, RJ45 Ethernet Comms Module & 13.5V DC Modem Power Supply Module, IDPT Version | Regulator
002433274 | CONTROL BOX,LIGHTING FIXTURE | Watchman/Pedestrian Lighting Metal Halide/HP Sodium Vapour, 150W, 250V, Incl Choke, Ignitor, Capacitor, Blocking Inductor, NEMA PE Base & Terminal Block, | Street Lights
002433282 | CONTROL BOX,LIGHTING FIXTURE | Watchman/Pedestrian Lighting Metal Halide/HP Sodium Vapour, 250W, 250V, Incl Choke, Ignitor, Capacitor, Blocking Inductor, NEMA PE Base & Terminal Block, | Street Lights
002433290 | CONTROL BOX,LIGHTING FIXTURE | Watchman/Pedestrian Lighting Metal Halide/HP Sodium Vapour, 400W, 250V, Incl Choke, Ignitor, Capacitor, Blocking Inductor, NEMA PE Base & Terminal Block, | Street Lights
002463057 | CONTROL UNIT,AUTOMOTIVE | Analogue Governor, Hino JO8 Electrical Parts | Remote Generation
002491975 | CONTROL UNIT,AUTOMOTIVE | Analogue Governor, Speed Control Unit, c/w Accessory Plug , for Hino JO8 Electrical Parts | Remote Generation
002456689 | CONTROL,ANTENNA | RealTilt, Electronic Tilt Adjuster, RTA, ETS 2011/0259/T | Communications
002471167 | CONTROL,INTERFACE | Ethernet 100Base-FX MMOF Comms Module, ST Connectors, for CL7 Controller, no Base Board | Communications
002462430 | CONTROL,INTERFACE | Comms Module Base Board, Only for CL7 Controller | Regulator
002456069 | CONTROL,INTERFACE | RS232/FOI Comms Module, for CL6B Controller c/w DB9 DTE Connector & ST Fibre Connectors | Communications
002477073 | CONTROL,INTERFACE | MD100 Small Form Factor RTU/HMI, w/o 4G Modem, no I/O | Substation Automated Systems
002485787 | CONTROL,INTERFACE | MD100 Dual NIC Small Form Factor RTU/HMI, w/o 4G Modem, no I/O | Substation Automated Systems
002462455 | CONTROL,INTERFACE | Ethernet 10Base-T/100Base-TX, Cu, RJ45, Comms Module, for CL7 Controller, no Base Board | Regulator
002462448 | CONTROL,INTERFACE | 13.5V DC Power Module, Modem Power Supply, for CL7 Controller | Regulator
002437622 | CONTROL,REMOTE SWITCHING | Control Box with RTU c/w Enclosure Door Fixings & Earth Cable, suit ABB Safelink2, JTS 06-08-01 (scm) | Switchgear
000030013 | CONTROL,ROTARY SWITCH | Sensitive Earth Fault, A714, Black Handle, Engraving AU12860: Disable- -Enable | Substation Accessories
000030011 | CONTROL,ROTARY SWITCH | Auto Reclose, A215, Black Handle, Engraving AUP0505: Enable- -Disable | Substation Accessories
000030359 | CONTROL,ROTARY SWITCH | SCADA, 3 Pole, 48 x 48mm, Black Handle, Engraving AU9304N: Off-On, S0 F990/A10/-P1L, suit ZSS CB Control Schematics | Substation Batteries
000030017 | CONTROL,ROTARY SWITCH | CB Control, A715, Red Handle, Engraving AUQ003: Trip-N-Close Return to Centre, No Internal Bridges | Substation Batteries
002475549 | CONTROL,TEMPERATURE | 48 x 48mm, 24VAC/DC, Universal Input, Control Output 1 Linear Current Output, 3 Aux Outputs, Screw Terminals w/Cover, 2 Event Inputs & Transfer Output | Remote Generation
002485704 | CONTROL,TEMPERATURE | BWDK Series Temperature Monitor, BWDK-3208B & BWDK-3208E Functions, 260 x 200 x 80mm c/w Temperature Probes, for ABB Resibloc Dry Type Transformers | Distribution Transformers
000003245 | CONTROL,TEMPERATURE | Cubicle Heater Thermostat, for Switchboard Type BV2, ETS 2010/0048/T, Sched 6.1.3 Item 15, Conneq iPower | Substation
000003802 | CONTROL,TRANSMITTER | FQD4, 100kVA, Indoor Cabinet 80cm W x 200cm H x 60cm D c/w 1 Output, Interference Coil/Filter, Solid Front Door, suit Landis & Gyr Loose Coupled | Substation
002492718 | CONTROL,TRANSMITTER | Converter Module Only, SFU-K 403, 200kVA Maintenance Spare Part Only, to fit in 19 inch Cabinet | Substation
000003804 | CONTROL,TRANSMITTER | FQD6, 280kVA, Indoor Cabinet 120cm W x 200cm H x 60cm D c/w 1 Output, Interference Coil/Filter, Solid Front Door, suit Landis & Gyr Loose Coupled | Substation
000003805 | CONTROL,TRANSMITTER | FQD7, 400kVA, Indoor Cabinet 120cm W x 200cm H x 60cm D c/w 1 Output, Interference Coil/Filter, Solid Front Door, suit Landis & Gyr Loose Coupled | Substation
000003803 | CONTROL,TRANSMITTER | FQD5, 160kVA, Indoor Cabinet 120cm W x 200cm H x 60cm D c/w 1 Output, Interference Coil/Filter, Solid Front Door, suit Landis & Gyr Loose Coupled | Substation
002463982 | CONTROL,VOLTAGE REGULATOR | AVR Basler, Digital Excitation Control System, 88-250V AC Input, 63V DC @ 7A DC Output, Scania DC12 Canopy Parts | Remote Generation
002489524 | CONTROL,VOLTAGE REGULATOR | AVR Basler, DECS-150 5NS2V1B1S, 5A, Std Gen Protn, USB Front Panel, Vertical Mtg, Modbus TCP, Internal Autotracking, Std Pwr Output | Remote Generation
000003267 | CONTROLLER | EPL Local Controller, 3RU Module, Rack Mount, c/w EPL Comms Module, EPL Modem, EPL Injection Control Module, EPL Serial Port Board, EPL Injection Control/ | Substation
002489615 | CONTROLLER | 125/110V Cordex HP, suits Alpha Cordex Charger Touch Screen Controller, suits all Voltages, suits Alpha Cordex Charger | Substation Batteries
002493104 | CONTROLLER | GenSet InteliGen 1000, 8-36V DC, 3Ph Gen & 1Ph Aux Cur, 3Ph Gen & 3Ph Mains Volt, E-Stop I/P, 12 Binary I/P, 12 Binary O/P 4 Analog I/P, 2 Analog O/P, Magnetic | Remote Generation
000003976 | CONTROLLER | ED 2.0 Control Assembly, LV, 24-77V DC c/w Control Board, 2 x Electrolytic Capacitors, Pushbutton Switch & Connectors, suit ABB RMAG, 00000977 | Substation
000003977 | CONTROLLER | ED 2.0 Control Assembly, HV, 77-180V DC c/w Control Board, 2 x Electrolytic Capacitors, Pushbutton Switch & Connectors, suit ABB RMAG, 00000977 | Substation
000000160 | CONTROLLER | AFLC, EPL, Enermet, in Roady Box | Network Spares
000003753 | CONTROLLER | MiniCSU-4N, 125/110V DC, suit RTP 125V or 110V Battery Chargers, Tech Spec EESS-10735-01-0B | Substation Batteries
000003750 | CONTROLLER | MiniCSU-4N, 48V DC, suit RTP 48V Battery Chargers, Tech Spec EESS-10735-01-0B | Substation Batteries
000003867 | CONTROLLER | PLC 4 Modules Standard complete c/w Firmware, Configuration & Testing, suit FQD4¿7 Transmitter Control, ETS 2011/0363/T 12s-FQD | Substation
002489623 | CONTROLLER | 125/110 HV-ADIO, suit Alpha Cordex Charger | Substation Batteries
002489656 | CONTROLLER | 48V or 24V LV-ADIO, suit Alpha Cordex Charger | Substation Batteries
002489649 | CONTROLLER | 48V or 24 Cordex HP, Complete Control + ADIO Assembly to suit Alpha Cordex Charger | Substation Batteries
002478782 | CONVERSION KIT | Outdoor,72kV,630mm2, XLPE, u/w 150mm2 Self-Sup TERM, c/w Composite Insulator, APED 72kV P, CONT Stress Cone, Box Body, MTG Kit, K-TBXD 30 630 Top Bolt, JSA1 AL | Substation
000025133 | CONVERSION KIT | Hazemeyer Lug Connector Kit c/w 3 x Sicon 50/240 Lugs, 3 x 94mm Lg, 12.7mm Thk Cu Rods, 3 x Hazemeyer Clamping Collars | U/G Accessories
002473965 | CONVERSION KIT | Retro Fitting Control Voltage from 32V DC to 110/125V DC, for Horizon CB | Substation
002474088 | CONVERSION KIT | Auxiliary Control Voltage to 48V DC, for 36kV MEIDENSHA CB | Substation
000003974 | CONVERSION KIT | Control Conversion Kit, 110V DC c/w 2 x Trip Coil, Close Coil, Antipumping Relay, Aux Relay & 3 x Indication Lamp, suit ABB VBF 36 & 40, 00000977 Part 1 | Substation
000003996 | CONVERSION KIT | Control Conversion Kit, 48V DC c/w 2 x Trip Coil, Close Coil, Change Over Switch, Aux Switch & Contactor, suit Alstom GL312, 00000977 Part 3 | Substation
000003997 | CONVERSION KIT | Control Conversion Kit, 110V DC c/w 2 x Trip Coil, Close Coil, Change Over Switch, Aux Switch & Contactor, suit Alstom GL312, 00000977 Part 3 | Substation
000003998 | CONVERSION KIT | Control Conversion Kit, 125V DC c/w 2 x Trip Coil, Close Coil, Change Over Switch, Aux Switch & Contactor, suit Alstom GL312, 00000977 Part 3 | Substation
000003994 | CONVERSION KIT | Spring Charge Conversion Kit, 240V AC c/w MCB, Aux Switches, Contactor, Time Relay & Motor, suit Alstom GL312, 00000977 Part 3 | Substation
000005032 | CONVERSION KIT | Densimeter Conversion Kit, 2N/O & N/C Contacts c/w Densimeter, Gauge, Manifold, Adaptor, O-Ring, Plugs, suit Alstom GL309 & GL312 | Substation
000003993 | CONVERSION KIT | Spring Charge Conversion Kit, 125V DC c/w MCB, Aux Switches, Contactor, Time Relay & Motor, suit Alstom GL312, 00000977 Part 3 | Substation
000003972 | CONVERSION KIT | Control Conversion Kit, 32V DC c/w 2 x Trip Coil, Close Coil, Antipumping Relay, Aux Relay & 3 x Indication Lamp, suit ABB VBF 36 & 40, 00000977 Part 1 | Substation
000003992 | CONVERSION KIT | Spring Charge Conversion Kit, 110V DC c/w MCB, Aux Switches, Contactor, Time Relay & Motor, suit Alstom GL312, 00000977 Part 3 | Substation
000003969 | CONVERSION KIT | Spring Charge Conversion Kit, 110V DC c/w MCBs, Aux Relay & Motor, suit ABB VBF 36 & 40, 00000977 Part 1 | Substation
002474138 | CONVERSION KIT | Spring Charge Motor Voltage to 125V DC, for 36kV MEIDENSHA CB | Substation
002474120 | CONVERSION KIT | Spring Charge Motor Voltage to 110V DC, for 36kV MEIDENSHA CB | Substation
002474112 | CONVERSION KIT | Spring Charge Motor Voltage to 230V AC, for 36kV MEIDENSHA CB | Substation
002474104 | CONVERSION KIT | Auxiliary Control Voltage to 125V DC, for 36kV MEIDENSHA CB | Substation
002474096 | CONVERSION KIT | Auxiliary Control Voltage to 110V DC, for 36kV MEIDENSHA CB | Substation
000003995 | CONVERSION KIT | Control Conversion Kit, 32V DC c/w 2 x Trip Coil, Close Coil, Change Over Switch, Aux Switch & Contactor, suit Alstom GL312, 00000977 Part 3 | Substation
000003973 | CONVERSION KIT | Control Conversion Kit, 48V DC c/w 2 x Trip Coil, Close Coil, Antipumping Relay, Aux Relay & 3 x Indication Lamp, suit ABB VBF 36 & 40, 00000977 Part 1 | Substation
002474070 | CONVERSION KIT | Auxiliary Control Voltage to 32V DC, for 36kV MEIDENSHA CB | Substation
002473957 | CONVERSION KIT | Retro Fitting Control Voltage from 110/125V DC to 32V DC, for Horizon CB | Substation
000003971 | CONVERSION KIT | Spring Charge Conversion Kit, 240V AC c/w MCBs, Aux Relay & Motor, suit ABB VBF 36 & 40, 00000977 Part 1 | Substation
000003970 | CONVERSION KIT | Spring Charge Conversion Kit, 125V DC c/w MCBs, Aux Relay & Motor, suit ABB VBF 36 & 40, 00000977 Part 1 | Substation
000003975 | CONVERSION KIT | Control Conversion Kit, 125V DC c/w 2 x Trip Coil, Close Coil, Antipumping Relay, Aux Relay & 3 x Indication Lamp, suit ABB VBF 36 & 40, 00000977 Part 1 | Substation
002478766 | CONVERSION KIT | Outdoor,72kV,300mm2, XLPE, u/w Self-Sup TERM, c/w Porcelain Insulator, FEV 72-P, CONT Screw Type Top Bolt and Sealing Sleeve/ Washer only, Top Bolt | Substation
002478790 | CONVERSION KIT | Outdoor,72kV,300mm2, XLPE, u/w 150mm2 Self-Sup TERM, c/w Composite Insulator, APED 72kV P, CONT Stress Cone, Box Body, MTG Kit, K-TBXD 30 300 Top Bolt, JSA1 AL | Substation
002489698 | CONVERTER,DC TO DC | 110/32V, Helios ¿ DC/DC Convertor | Substation Batteries
002498327 | CONVERTER,DC TO DC | 110V Input, 24V Output 6A, 144W, 198 x 112 x 51mm | Communications
002489318 | CONVERTER,DC TO DC | Mean Well DC-DC Converter, 30W 12V 2.5A, Input 40-160VDC Railway | Substation Accessories
002440303 | CONVERTER,DC TO DC | 48V DC (40-60) Input, 12V DC Output 5A, 96W, 87 x 155 x 50mm | Communications
002459741 | CONVERTER,DC TO DC | 48V DC Input, 5V DC, 5A Output, 25W, 400kHz, 100 x 65 x 18mm, Screw Terminal Block | Communications
002453488 | CONVERTER,DC TO DC | 110/48V, 10A, 500W, 352 x 132 x 62mm, Panel Mount (1 x unit) | Communications
002453504 | CONVERTER,DC TO DC | 48/12V, 16A, 200W, 254 x 113 x 58mm, Panel Mount (1 x unit) | Communications
002480002 | CONVERTER,DC TO DC | 48/48V, 10A, 500W, 352 x 132 x 62mm | Communications
002458198 | CONVERTER,DC TO DC | 32/48V, 20A, ETS EESS-10735-01-0B, 00000015 Item 35 | Substation Batteries
002458180 | CONVERTER,DC TO DC | 48/32V, 20A, ETS EESS-10735-01-0B, 00000015 Item 34 | Substation Batteries
002421766 | CONVERTER,DC TO DC | 110/32V, 20A, ETS EESS-10735-01-0B, 00000015 Item 33 | Substation Batteries
002421758 | CONVERTER,DC TO DC | 110/48V, 20A, ETS EESS-10735-01-0B, 00000015 Item 32 | Substation Batteries
002421741 | CONVERTER,DC TO DC | 125/48V, 20A, ETS EESS-10735-01-0B, 00000015 Item 31 | Substation Batteries
002458206 | CONVERTER,DC TO DC | 32/110V, 20A, ETS EESS-10735-01-0B, 00000015 Item 36 | Substation Batteries
002453496 | CONVERTER,DC TO DC | 48/12V, 25A, 300W, 290 x 132 x 62mm, Panel Mount (1 x unit) | Communications
002447779 | CONVERTER,DC TO DC | 110/12V, 12A, 144W, 198 x 112 x 51mm | Communications
002447787 | CONVERTER,DC TO DC | 110/24V, 4A, 96W, 87 x 155 x 50mm | Communications
002479954 | CONVERTER,DC TO DC | Wide Range Input 40-101VDC, 72/48V, 10A, 10A, 500W, Solar Application | Communications
002498335 | CONVERTER,DC TO DC | 20-60V Input, 24V Output 6A, 144W, 198 x 112 x 51mm | Communications
002499085 | CONVERTER,DC TO DC | 6-34V DC Input, 5-24V DC Programmable Output 15A, 160W, Dual Synchrounous Intelligent Buck-Boost, USB Interface | Communications
002447761 | CONVERTER,DC TO DC | 110/48V, 10A, 500W, 352 x 132 x 62mm, 2 x Units to be Connected in Parallel inside a 19" Rack, 2U, N+1 Configuration | Communications
002483907 | CONVERTER,DC TO DC | 24V DC Input, 5V DC, 5A Output, 25W, 400kHz, 100 x 65 x 18mm, Screw Terminal Block | Communications
002489706 | CONVERTER,DC TO DC | 48/32V, Helios ¿ DC/DC Convertor | Substation Batteries
002478287 | CONVERTER,FREQUENCY,STATIC | 90kVA, 400V, 50Hz, 3 Ph Transmitter, Output Freq 167-1042Hz, 2 Signal Outputs to 2 Coupling Cells, Rigid or Loose Coupled EESS-10730-01-0E | Substation
002478683 | CONVERTER,FREQUENCY,STATIC | AFLC CPU Board, suits Enermet/L&G SFU-K 102, 203 503 | Substation
002491082 | CONVERTER,FREQUENCY,STATIC | 400kVA, 400V, 50Hz, 2nd Signal Output Panel Only for u/w SC2478311, No Transmitter | Substation
002478691 | CONVERTER,FREQUENCY,STATIC | AFLC CPU Board, Suits Enermet/L&G SFU-K 303, 403 | Substation
002478303 | CONVERTER,FREQUENCY,STATIC | 200kVA, 400V, 50Hz, 3 Ph Transmitter, Output Freq 167-1042Hz, 2 Signal Outputs to 2 Coupling Cells, Rigid or Loose Coupled EESS-10730-01-0E | Substation
002478311 | CONVERTER,FREQUENCY,STATIC | 400kVA, 400V, 50Hz, 3 Ph Transmitter, Output Freq 167-1042Hz, 1 Signal Outputs to 1 Coupling Cells, Rigid or Loose Coupled EESS-10730-01-0E, if 3nd Output | Substation
002478295 | CONVERTER,FREQUENCY,STATIC | 120kVA, 400V, 50Hz, 3 Ph Transmitter, Output Freq 167-1042Hz; 2 Signal Outputs to 2 coupling Cells, Rigid or Loose Coupled EESS-10730-01-0E | Substation
002485480 | CONVERTER,SIGNAL DATA | RuggedCom Ethernet/Fibre Media Converter Switch, Hardened, 10BaseT to 10FL, ST Multimode 820nm, 48V DC (range 36-59V) c/w DIN Rail Mount | Communications
002425734 | CONVERTER,SIGNAL DATA | Media Converter, 19-60VDC Aux Voltage, Areva Model # MiCOM P591401A0M0000 | Protection
002496487 | CONVERTER,SIGNAL DATA | Ethernet/Fibre Media Converter, 10/100BaseT, MMOF, ST Connectors, Cape River East StatCom | Substation Accessories
002492007 | CONVERTER,SIGNAL DATA | Media Converter, Gigabit Ethernet to SFP, 10/100/1000M-TX to 1000M-SFP, 12-48V DC, DIN Mount | Communications
000105001 | COOLING LINER,SAFETY HELMET | 100% Cotton, Fabric Containing Water Activated Crystals, to cool the wearers forehead, attaches to the Helmet Harness | PPE, Hardware & Tools
002443331 | CORD ASSY,ELEC | CAT5E, Patch Strand Cable, Blue, 30cm, up to 350MHz, Gauge 24AWG, RJ45, Cable Type 4-Pair UTP, PVC | Communications
000105047 | CORD ASSY,ELEC | Adaptor, Safety Patchcord, 25cm x 0.75mm Lead c/w 1 x 4mm Male Straight & 1 x 4mm Male Right Angle Connectors, to connect Trailing Lead Bayonet Connector to | Hardware & Tools
002403211 | CORD,FIBROUS | Sashcord # 10, Braided, Cotton, 8mm Dia, 200m Rolls | General Hardware
002469369 | CORROSION PREVENTIVE COMPOUND | CorrosionX HD Aerosol, Extreme Protection for Exposed Metal, Long Term Water/Weather Resistance, Kills Rust, Corrosion Inhibitor, Moisture Displacer, | Remote Generation
002492486 | CORROSION PREVENTIVE COMPOUND | CRC 3013, Soft Seal, Heavy Film, Long Term Protection for Metal Services, 300g Aerosol | Remote Generation
002469351 | CORROSION PREVENTIVE COMPOUND | CorrosionX Aerosol, Kills Rust, Corrosion Inhibitor, Moisture Displacer, Lubricant, Penetrant, Anti-Seize | Remote Generation
000104362 | COTTON,NONSTERILE | CottonSorb, Hydrophobic Organic Pads, 450 x 450mm (P100) | General
000711312 | COUNTER,ELECTRICAL | Surge Counter, TS PS7/017/SE/84 Rev A | Protection
002497899 | COUPLER | Coupler Assy, ODU 600v2, 6GHz Equal 3dB, V & H Polarisation | Communications
002497907 | COUPLER | Coupler Assy, ODU 600v2, 10/11GHz Equal 3dB, V & H Polarisation | Communications
002497923 | COUPLER | Coupler Assy, XPIC 600v2, 6GHz OMT Assy | Communications
002497956 | COUPLER | Coupler Assy, XPIC 600v2, 13GHz OMT Assy | Communications
002497949 | COUPLER | Coupler Assy, XPIC 600v2, 10/11GHz OMT Assy | Communications
002497931 | COUPLER | Coupler Assy, XPIC 600v2, 7/8GHz OMT Assy | Communications
002497915 | COUPLER | Coupler Assy, ODU 600v2, 13GHz Equal 3dB, V & H Polarisation | Communications
002491660 | COUPLER | Coupler Assy, ODU 600v2, 7/8GHz Equal 3dB, V & H Polarisation | Communications
002478972 | COUPLER,ANTENNA | P25, Receiving Multicoupler, Hi Band VHF | Communications
002478980 | COUPLER,ANTENNA | P25, Transmitting Multicoupler, Hi Band VHF | Communications
002407343 | COUPLER,DRAWBAR,RING | Tow Attachment c/w 4.7T Bow Shackle, Approved to fit Hayman Reese Type Tow Bars | Tools & Equipment
002404440 | COUPLING | Screw Anchor M24 Galv Max O/D 37mm (P50) | O/Head Line
002481810 | COUPLING,EARTH ROD | 12.7mm Dia, ETS 01-08-01 Item 2 | O/Head Line
002477834 | COUPLING,ELECTRICAL CONDUIT | Adaptor, 50mm, HD, UPVC, Orange, Suits 50mm Flexible Orange Conduit | Conduit & Fittings
002403904 | COUPLING,ELECTRICAL CONDUIT | PVC, 80mm LD, Electrical Orange, Socket x Socket, ASNZS 2053.2 | Conduit & Fittings
002403905 | COUPLING,ELECTRICAL CONDUIT | PVC, 40mm MD, Electrical Orange, Socket x Socket, AS/NZS 2053.2 | Conduit & Fittings
002438869 | COUPLING,ELECTRICAL CONDUIT | 150mm, HD, PVC, Orange | Conduit & Fittings
002438877 | COUPLING,ELECTRICAL CONDUIT | Bell Mouth, 100mm Nom Dia, HD, PVC, Orange, AS2053 | Conduit & Fittings
002438851 | COUPLING,ELECTRICAL CONDUIT | 100mm, HD, PVC, Orange | Conduit & Fittings
XSOM09664 | COUPLING,ELECTRICAL CONDUIT | 50 H/D Orge Soc-Soc Coupler/Joiner Ea 50 | Energy Supplies
002403903 | COUPLING,ELECTRICAL CONDUIT | PVC, 32mm LD, Electrical Orange, Socket x Socket, AS/NZS 2053.2 | Conduit & Fittings
002498582 | COUPLING,HOSE | Replacement Coupling Bush, 40mm/45mm, for Metabo H-Class Battery Vacuum | Tools & Equipment
002498491 | COUPLING,HOSE | Replacement Coupling Bush, 28mm/35mm, for Metabo H-Class Battery Vacuum | Tools & Equipment
002459121 | COVER | Pit Safe Cover 12/8, 1200mm Lg, 800 x 30mm, Yellow, Embossed with Ergon Energy (scm) | HS & PPE
002496768 | COVER | Versaflo M-976, Head, Neck & Shoulder Cover, Single Layer PPL, White, for Versaflo TR-300 Series PAPR | HS & PPE
002491884 | COVER | Blank Cover for Access Module, suit SEL ICON | Communications
002491900 | COVER | Submodule Cover, suit SEL ICON | Communications
002491892 | COVER | Protected Line Module Cover, suit SEL ICON | Communications
002495307 | COVER | Ormazabal RMU, 1 x Large Cover, 2 x Small Covers, Fixing Strips & Bolts | Switchgear
002496735 | COVER | Versaflo TR-381, Disposable PAPR Cover, for Versaflo TR-300 Series PAPR, Pack of 10 | HS & PPE
002494474 | COVER | Mounting Enclosure Lid, 1 Gang, Square, Grey c/w Gasket, suit Enclosure Mounting Back Box, for Anderson Plug | Substation Batteries
002401584 | COVER & GUARD,ELECTRICAL CONNECTOR | Shroud Gland, Flexible PVC 93mm, Nom Id | U/G Equipment
002489144 | COVER,ACCESS | Lockable Type P4, Class B, Glass Reinforced Nylon, Marked Electrical, Anti Skid Surface c/w Locking Tabs | U/G Pits & Pillars
000030096 | COVER,ACCESS | DIN Rail Assy Mtg Cover Kit, 240V/440V, 3Ph, 1Ph Outlet, suit MCB & 4 Pole RCD, 240V/415V Neon, Grey | Substation Accessories
002474906 | COVER,ACCESS | Single, Lockable, 645 x 798, Unfilled Ductile Iron, Class B, w/o Flap Vent, c/w Cap & Key, for Retrofit to EFCo Metric Pit Frames & use beside Explosion | U/G Accessories
002474914 | COVER,ACCESS | Single, Lockable, 645 x 798, Unfilled Ductile Iron, Class B, c/w Explosion Mitigation Flap Vent, c/w Cap & Key, for Retrofit to EFCo Metric Pit Frames | U/G Accessories
002459725 | COVER,ACCESS | Cable Duct Type 1, 605 x 370 x 65mm, Concrete, Light Broom Finish | Concrete Assemblies
000030268 | COVER,ACCESS | Unistrut, Standard, 3m Lg, 600mm W Nom, Steel Type 20B/20C | Line Support Equip
000030267 | COVER,ACCESS | Unistrut, Standard, 3m Lg, 450mm W Nom, Steel Type 20B/20C | Line Support Equip
000030266 | COVER,ACCESS | Unistrut, Standard, 3m Lg, 300mm W Nom, Steel Type 20B/20C | Line Support Equip
000030265 | COVER,ACCESS | Unistrut, Standard, 3m Lg, 150mm W Nom, Steel Type 20B/20C | Line Support Equip
000030264 | COVER,ACCESS | Unistrut, Standard, 3m Lg, 600mm W Nom, Steel Type 16A | Line Support Equip
000030263 | COVER,ACCESS | Unistrut, Standard, 3m Lg, 450mm W Nom, Steel Type 16A | Line Support Equip
000030262 | COVER,ACCESS | Unistrut, Standard, 3m Lg, 300mm W Nom, Steel Type 16A | Line Support Equip
000030261 | COVER,ACCESS | Unistrut, Standard, 3m Lg, 150mm W Nom, Steel Type 16A | Line Support Equip
000030272 | COVER,ACCESS | Unistrut, Standard, 3m Lg, 600mm W Nom, Steel Type 20B-RI/20C-RI | Line Support Equip
002477164 | COVER,ACCESS | Tall Pillar Lid, Modified to House Data Recorder (N/S), or Recorder & AFLC Filter (SE), Dwg 1087664-01 | U/G Pits & Pillars
002439792 | COVER,ACCESS | Pole Hole, 3mm Thk, 1035 x 1035mm c/w Folded Edges, Al Checker-plate, EE Dwg 1027672-01 | Tools & Equipment
000030271 | COVER,ACCESS | Unistrut, Standard, 3m Lg, 450mm W Nom, Steel Type 20B-RI/20C-RI | Line Support Equip
000030270 | COVER,ACCESS | Unistrut, Standard, 3m Lg, 300mm W Nom, Steel Type 20B-RI/20C-RI | Line Support Equip
000030269 | COVER,ACCESS | Unistrut, Standard, 3m Lg, 150mm W Nom, Steel Type 20B-RI/20C-RI | Line Support Equip
002459733 | COVER,ACCESS | Cable Duct Type 2, 1040 x 610 x 75mm, Concrete, Light Broom Finish | Concrete Assemblies
000030257 | COVER,ACCESS | Unistrut, Standard, 3m Lg, 150mm W Nom, Steel Type 12B | Line Support Equip
000030258 | COVER,ACCESS | Unistrut, Standard, 3m Lg, 300mm W Nom, Steel Type 12B | Line Support Equip
000030260 | COVER,ACCESS | Unistrut, Standard, 3m Lg, 600mm W Nom, Steel Type 12B | Line Support Equip
000030259 | COVER,ACCESS | Unistrut, Standard, 3m Lg, 450mm W Nom, Steel Type 12B | Line Support Equip
002489151 | COVER,ACCESS | Padlockable Type P4, Class B, Glass Reinforced Nylon, Marked Electrical, Anti Skid surface, Black c/w Locking Tabs | U/G Pits & Pillars
000157304 | COVER,CULVERT BOX | Concrete Lid, Re-enforced, CA Dwg 8-A3-247 | Concrete Assemblies
002481984 | COVER,DUST AND MOISTURE | Protective Boot, Rubber, u/w Milwaukee Compact Impact Wrench | Tools & Equipment
002443901 | COVER,ELECTRICAL CONNECTOR | Termination, 120mm2, 7/4.75, CCT, Cover for Wedge Strain Clamp (scm) | Line Hardware
002443919 | COVER,ELECTRICAL CONNECTOR | Clamp Parallel Groove Cover, 120mm2, CCT (scm) | Line Hardware
002443927 | COVER,ELECTRICAL CONNECTOR | Working Earth Point Cover, 120mm2, CCT, UV Stabilised Material (scm) | Line Hardware
002421220 | COVER,ELECTRICAL EQUIPMENT | HD Downlead Cover, 30mm ID, 2.7m Lg, 2.5mm Wall, Black, UV Stablilsed PVC, Fire Retardant, for use on Timber Poles | Line Hardware
000019199 | COVER,ELECTRICAL EQUIPMENT | LV, High Visibility Insulating Line Cover, 850 x 850mm, Square, Half Centre Slit, Class II Drape Type, for O/Head Line Apparatus, to AS4204-1994 | PPE, Hardware & Tools
000003361 | COVER,ELECTRICAL EQUIPMENT | Unigear Single End Cover for 11kV ABB ZS1 Switchboard | Substation
002493195 | COVER,ELECTRICAL EQUIPMENT | HD Downlead Cover, 50mm ID, 2.7m Lg, 2.6mm Wall, Black, UV Stablilsed PVC, Fire Retardant, for use on Timber Poles | Line Hardware
002400498 | COVER,ELECTRICAL EQUIPMENT | Dust Cover, for Holec Fuse Base when Fuse Carrier is removed | Fuses
000022518 | COVER,ELECTRICAL EQUIPMENT | HD Downlead Cover, 15mm ID, 2.7m Lg, 1.6mm Wall, Black, UV Stablilsed PVC, Fire Retardant, for use on Timber Poles | Line Hardware
000022041 | COVER,ELECTRICAL EQUIPMENT | LV, High Visibility Insulating Sock, 230 x 110mm, Tubular Shape, for O/Head & U/Ground Apparatus, to AS4202-1994 & AS2225-1994 | PPE, Hardware & Tools
000021673 | COVER,ELECTRICAL EQUIPMENT | Replacement Cover, Clip-On, for Electrical Box, Streetlight, Circuit Breaker, Enclosure | Line Hardware
002403606 | COVER,ELECTRICITY SUPPLY PILLAR | URD, 550 H x 295 W x 230mm D, Beige, Electricity Supply, Non Vented, Colour for use with Link Panels | U/G Equipment
000023295 | COVER,ELECTRICITY SUPPLY PILLAR | 400A LV Link Pillar Cover Assy, UDC, C&I, 755mm H x 521mm W x 449mm D, Green PPL, suit LV 3Ph 400A Fuse Switch, TS 521 (scm) | U/G Pits & Pillars
000168002 | COVER,ELECTRICITY SUPPLY PILLAR | URD, Short, 315 H x 235 W x 300mm D, Green Polyethylene, Dwg 04-03-02 (scm) | U/G Pits & Pillars
000168004 | COVER,ELECTRICITY SUPPLY PILLAR | URD, Tall, 550 H x 230 W x 295mm D, Green Polyethylene, Dwg 04-03-02 (P63) (scm) | U/G Pits & Pillars
002404201 | COVER,ELECTRICITY SUPPLY PILLAR | Turret, Large, Beige (MOQ24) | U/G Equipment
002400889 | COVER,ELECTRICITY SUPPLY PILLAR | Large Green Polyethelyne Link Pillar with Extra Venting (Pallets of 12) (scm) | U/G Pits & Pillars
002454221 | COVER,FUSE | ABB SafeLink 1 & 2 Fuse Cap, Single Phase | Protection
002455152 | COVER,INSULATING | LV, Drape, 900 x 600mm, Grey Id Patch c/w Reinforced Corner Eyelets & Plastic Covered Magnets each Corner for Fixing, AS4202 | PPE, Hardware & Tools
002428639 | COVER,INSULATING | Live Line, Flexible Line Hose, Class 3, Orange Colour, Style B Coupler, One End 40mm Dia x 915mm Lg | Hardware & Tools
002428662 | COVER,INSULATING | Live Line, Flexible Line Hose, Class 3, Orange colour Style A Plain, Both ends 40mm dia x 1372mm Lg | Hardware & Tools
002400860 | COVER,INSULATING | LV, Line Cover, Rubber, 1200 x 450mm, Red c/w Velcro Fasteners & 0.5m Velcro Strap for rolled storage, AS4202, EE Dwg 941013-01/0F Item C | PPE, Hardware & Tools
002421493 | COVER,INSULATING | LV, S/L Cover, Rubber, 1200 x 450mm, Dk Blue c/w 30mm W Cutout, Streetlight/ Catenary Wire Attachment Cutout c/w Velcro Fasteners & 0.5m Velcro Strap for | PPE, Hardware & Tools
002421519 | COVER,INSULATING | LV, Arm Cover, Rubber, 1200 x 450mm, Lt Blue c/w Xarm Cutout 125 x 100mm c/w Velcro Fasteners & 0.5m Velcro Strap for rolled storage, AS4202, | PPE, Hardware & Tools
002453421 | COVER,INSULATING | Wildlife Cover for Palm Tee Connection Plate (scm) | Tools & Equipment
002455145 | COVER,INSULATING | LV, Drape, Cabinet/Panel, 1800 x 900mm, Yellow Id Patch c/w Nylon Eyelets & Plastic Covered Magnets each Corner for Fixing & 0.5m Velcro Strap for rolled | PPE, Hardware & Tools
002423846 | COVER,INSULATING | LV, Drape, 315 x 225mm, Beige c/w Reinforced Corner Eyelets for Fixing, AS4202, EE Dwg 941013-01/0F Item F (A4) | PPE, Hardware & Tools
002423820 | COVER,INSULATING | LV, Drape, 600 x 450mm, Brown c/w Reinforced Corner Eyelets for Fixing, AS4202, EE Dwg 941013-01/0F Item F (A2) | PPE, Hardware & Tools
002423812 | COVER,INSULATING | LV, Drape, 450 x 315mm, Black c/w Reinforced Corner Eyelets for Fixing, AS4202, EE Dwg 941013-01/0F Item F (A3) | PPE, Hardware & Tools
002421501 | COVER,INSULATING | LV, Drape, Cabinet/Panel, 1800 x 900mm, Yellow c/w Nylon Eyelets each Corner & 0.5m Velcro Strap for rolled storage, AS4202, EE Dwg 941013-01/0F Item F (A0) | PPE, Hardware & Tools
002409274 | COVER,INSULATING | LV, Link Cover, Rubber, 850 x 700mm, White c/w Velcro Fasteners & 0.5m Velcro Strap for rolled storage, AS4202, EE Dwg 941013-01/0F Item B | PPE, Hardware & Tools
002400859 | COVER,INSULATING | LV, Line Cover, Rubber, 600 x 450mm, Green c/w Velcro Fasteners & 0.5m Velcro Strap for rolled storage, AS4202, EE Dwg 941013-01/0F Item A | Hardware & Tools
002428654 | COVER,INSULATING | Live Line, Flexible Line Hose, Class 3, Orange colour Style A Plain, Both ends 40mm dia x 915mm Lg | Hardware & Tools
002455160 | COVER,INSULATING | LV, Drape, 600 x 450mm, Brown Id Patch c/w Reinforced Corner Eyelets & Plastic Covered Magnets each Corner for Fixing, AS4202 | PPE, Hardware & Tools
002455178 | COVER,INSULATING | LV, Drape, 450 x 315mm, Black Id Patch c/w Reinforced Corner Eyelets & Plastic Covered Magnets each Corner for Fixing, AS4202 | PPE, Hardware & Tools
002485233 | COVER,MICROPHONE | Wind Muff, Small, 24 x 40mm, for Aspida Flight Helmet | HS & PPE
002485159 | COVER,MICROPHONE | Gallet Wind Muff, for LH050 Helicopter Helmet | HS & PPE
002473635 | COVER,RADOME | Replacement Planar White Enhanced Radome 2.4m (8ft) w/o Flash, for HP, HPX, HSX & UHX CommScope Microwave Antenna Dish | Communications
002473627 | COVER,RADOME | Replacement Planar White Enhanced Radome 1.8m (6ft) w/o Flash, for HP, HPX, HSX & UHX CommScope Microwave Antenna Dish | Communications
002473643 | COVER,RADOME | Replacement Planar White Enhanced Radome 3.0m (10ft) w/o Flash, for HP, HPX, HSX & UHX CommScope Microwave Antenna Dish | Communications
002473619 | COVER,RADOME | Replacement Pre-tensioned Radome Kit, 1.2m (4ft), for HPX4 CommScope Antenna Dish | Communications
000030094 | COVER,SWITCH BOX | Enclosure Lid, Blank, 3 Gang, 3Ph, 1Ph Outlet, Orange | Substation Accessories
002489722 | COVER,TERMINAL | Extended, for E360 3Ph Watthour Meter | Metering Delivery
002459808 | COVER,TERMINAL | Standard Cover, suit MK10D Meter | Meters
002489730 | COVER,TERMINAL | Standard, for E360 3Ph Watthour Meter | Metering Delivery
002474831 | COVER,TERMINAL | Short, for Plug In Base MK7C Meter | Metering Delivery
002493328 | COVER,TERMINAL | APH-ME, Cover Profile Carrier, Sealable, DIN Rail Mount, for AP-ME Cover Profile | Substation Accessories
002485001 | COVER,TERMINAL | Vertigroup VS3, for Double Ganged Fuse Switch, for Bottom Connect 1260A Fuse Switch | U/G Equipment
002493369 | COVER,TERMINAL | AP 3-TNS 35, Cover Profile Carrier, Sealable, DIN Rail Mount, for AP 3 Cover Profile | Substation Accessories
002484988 | COVER,TERMINAL | Vertigroup VS3, for Bottom Connect 630A Fuse Switch | U/G Equipment
000030404 | COVER,TERMINAL BLOCK | Type KCO Protective Cover Kit, Versatile Mounting c/w 2 x End Stops & 2 x Sealing Accessories, Dark Grey, Terminal Block Accessory | Substation Accessories
000030405 | COVER,TERMINAL BLOCK | Type CO Protective Cover, 1m Lg, 77mm W, 30mm H, Transparent, PVC, Terminal Block Accessory | Substation Accessories
000030311 | COVER,TERMINAL BLOCK | Type PL5 Protective Cover, 5.2mm Spacing Transparent, PC V2, Terminal Block Accessory | Substation Accessories
000030433 | COVER,TERMINAL BLOCK | Type PL8 Protective Cover, 8mm Spacing, Transparent, PC V2, Terminal Block Accessory | Substation Accessories
002493377 | COVER,TERMINAL BLOCK | AP 3, Cover Profile, PVC, Transparent, 1m Lg | Substation Accessories
002492635 | COVER,TERMINAL BLOCK | Type EA 5, Single Cover, Snap Fit, Clear, suits Phoenix UK3N, UK5N & UK6N | Substation Accessories
002492643 | COVER,TERMINAL BLOCK | Type EA 5-WS, Single Cover, Snap Fit, Yellow Tint, suits Phoenix UK3N, UK5N, & UK6N | Substation Accessories
002492650 | COVER,TERMINAL BLOCK | Type EA 11, Single Cover, Snap Fit, Clear, suits Phoenix UK35 | Substation Accessories
000011176 | COVER,TERMINAL BLOCK | Type ADP2 Protective Cover, SAK Series, 1m Lg, 61.5mm W, 30mm H, Transparent, PVC, u/w Type HP2 Support Bracket, Terminal Block Accessory | PPE, Hardware & Tools
002493310 | COVER,TERMINAL BLOCK | AP-ME, Cover Profile, PVC, Transparent, 1m Lg | Substation Accessories
000011177 | COVER,TERMINAL BLOCK | Type ADP3 Protective Cover, SAK Series, 1m Lg, 89mm W, 34.5mm H, Transparent, PVC, u/w Type HP3 Support Bracket, Terminal Block Accessory | PPE, Hardware & Tools
002428514 | COVER,UTILITY LINE | Live Line, Hardcover, Rated 25kV, High Density PE, 1500mm Lg, Conductor Cover c/w Gripall Adapter | Hardware & Tools
002428522 | COVER,UTILITY LINE | Live Line, Hardcover, Rated 25kV, High Density PE, 1500mm Lg, Conductor Cover w/out Gripall Adapter | Hardware & Tools
002428530 | COVER,UTILITY LINE | Live Line, Hardcover, Class 4, High Density PE, 1500mm Lg, Conductor Cover c/w Gripall Adapter | Hardware & Tools
002428555 | COVER,UTILITY POLE | Live Line, Class 4, High Dielectric Linear PE, 1200mm Lg, 300mm Dia | Hardware & Tools
002455129 | COVER,UTILITY POLE | Live Line, Class 4, High Dielectric Linear PE, 600mm Lg, 300mm Dia | Hardware & Tools
002428563 | COVER,UTILITY POLE | Live Line, Class 4, High Dielectric Linear PE, 1830mm Lg, 300mm Dia | Hardware & Tools
002465771 | COVERALLS,SAFETY,INDUSTRIAL | Disposable, Hooded Coverall, XL, Fire Retardant PPL SMS Non-woven Fabric, White c/w Orange Seams, Elasticated Face, Wrists, Waist & Ankles | HS & PPE
002407084 | COVERALLS,SAFETY,INDUSTRIAL | XL, Disposable, c/w Hood, TYVEK, White, IDO | PPE, Hardware & Tools
002479574 | COVERALLS,SAFETY,INDUSTRIAL | Disposable, Hooded, 3XL, Tyvek, Type 5 & 6, White | HS & PPE
002474849 | CRADLE | Modem Cradle for Short Terminal Cover, used with Plug In Base MK7C Meter | Metering Delivery
002425510 | CRADLE,STOWAGE | Plastic, suit Heritage Red, for used Transformer Oil Drum | Tools & Equipment
002436145 | CRIMPING TOOL,HYDRAULIC | Remote Crimp, 23 Tonne, Operate from HB-10 Type Hydraulic Intensifier, 10000psi Crimp Pressure c/w Canvas Carry Bag | Tools & Equipment
000104514 | CRIMPING TOOL,HYDRAULIC | Remote Crimp Head, 12 Tonne, Operate from Hydraulic Intensifier, 10000psi Crimp Pressure | Tools & Equipment
000105440 | CRIMPING TOOL,HYDRAULIC | Hand Operated, 5 Tonne, Cabac HT51 | Tools & Equipment
002498871 | CRIMPING TOOL,HYDRAULIC | Milwaukee, 12T Metric Hydraulic, 18V Battery Crimper, Skin | Hardware & Tools
000025344 | CRIMPING TOOL,HYDRAULIC | Intercable Battery Pump, Remote Control, 700 Bar Operating Pressure (70MPa), 800ml Tank Capacity, Custom Coupling c/w Carry Bag, for operating hydraulic tools | Tools & Equipment
000104504 | CRIMPING TOOL,HYDRAULIC | Hand Operated, 12 Tonne | Hardware & Tools
002492866 | CRIMPING TOOL,HYDRAULIC | Izumi, Battery Operated, 5T, 18V, suit Cembre style Dies c/w Milwaukee Adaptor | Hardware & Tools
002471498 | CRIMPING TOOL,HYDRAULIC | Battery Operated, 18V, 13T, Platinum Series, Skin Only | Hardware & Tools
000025051 | CRIMPING TOOL,HYDRAULIC | Battery Operated 12 Tonne; C Frame Opening;30mm Jaw Opening; Skin Only Max 300mm 2 AL/CU; 14.4 V DC Motor; 350 Deg Swivel Head | Hardware & Tools
002472777 | CRIMPING TOOL,HYDRAULIC | Milwaukee, M18 Force Logic Crimper, 6T Force, 18V, Capacity 300mm2 Cu & Al, 337.8mm Lg c/w One Key Technology, Skin Only | Hardware & Tools
002429686 | CRIMPING TOOL,HYDRAULIC | Low Pressure, 12 Tonne, used for Crimping Lugs & Splices on Electrical Conductors | Hardware & Tools
002493567 | CRIMPING TOOL,TERMINAL,HAND | Hand Crimper, Hex Crimper 6-50mm2, 390mm long | Hardware & Tools
002493575 | CRIMPING TOOL,TERMINAL,HAND | Hand Crimper, Hex Crimper 6-120mm2, 660mm long | Hardware & Tools
002453959 | CRIMPING TOOL,TERMINAL,HAND | Brass Terminal Crimper, 0.75 - 6mm2, Roll Crimp | Communications
000030112 | CROSS,CABLE RACK | Tray, 150mm W, 60mm H, 300mm Rad, NEMA 12B Steel, Galv Steel | Line Support Equip
000030113 | CROSS,CABLE RACK | Tray, 300mm W, 60mm H, 300mm Rad, NEMA 12B Steel, Galv Steel | Line Support Equip
000030115 | CROSS,CABLE RACK | Tray, 600mm W, 60mm H, 300mm Rad, NEMA 12B Steel, Galv Steel | Line Support Equip
000030114 | CROSS,CABLE RACK | Tray, 450mm W, 60mm H, 300mm Rad, NEMA 12B Steel, Galv Steel | Line Support Equip
002430353 | CROSSARM,COMPOSITE | Fibre, 2500mm Lg Nom, 125 x 125mm, 11kV Strain/Termination, 3kN MWT, for 11SC2 & 11TC2, Drilled, Outside Hole to Centre 1200mm, EQLS-10037-01, Pack of 40 | Crossarms
002419091 | CROSSARM,COMPOSITE | Fibre, Predrilled, 2400 x 100 x 100mm, 11/22/33kV, Fuse/Link, EE Dwg 925536-01 | Crossarms
002422129 | CROSSARM,COMPOSITE | Fibre, Predrilled, 3000 x 100 x 100mm, 11kV, Rural, Intermediate, EE Dwg 921992-09 (scm) | Crossarms
002467645 | CROSSARM,COMPOSITE | Intermediate Deviation 0-7 Deg, Bottom Arm, Dwg 6-2-3051-3 & Dwg 1069885-01 | Crossarms
002435261 | CROSSARM,COMPOSITE | Fibre, Predrilled, 3330 x 125 x 125mm, Suspension/Deviation, Dwg EC006-00039 | Crossarms
002435253 | CROSSARM,COMPOSITE | Fibre, Predrilled, 3300 x 200 x 100mm, Strain/Termination, Dwg EC006-00038 | Crossarms
002419042 | CROSSARM,COMPOSITE | Fibre, Predrilled, 2400 x 100 x 100mm, 11kV, Urban, Strain/Termination, use with Crossarm Mounting Bracket, EE Dwg 921992-01 | Crossarms
002419034 | CROSSARM,COMPOSITE | Fibre, Predrilled, 2400 x 100 x 100mm, 11kV, Urban, Intermediate, use with Crossarm Mounting Bracket, EE Dwg 921992-04 | Crossarms
002419018 | CROSSARM,COMPOSITE | Fibre, Predrilled, 2700 x 100 x 100mm, 11/22/33kV, Urban, Intermediate, use with Crossarm Mounting Bracket, EE Dwg 921992-05 | Crossarms
002418986 | CROSSARM,COMPOSITE | Fibre, Predrilled, 3300 x 100 x 100mm, 11/22/33kV, Rural, Intermediate, use with Crossarm Mounting Bracket, EE Dwg 921992-07 | Crossarms
002467553 | CROSSARM,COMPOSITE | 3100 Lg & 1920mm Lg, 125 x 125mm, Wishbone Suspension Angle Arm Set, Dwg 6-2-3038-1 & Dwg 1047766-14 (scm) | Crossarms
002467546 | CROSSARM,COMPOSITE | 6100 x 125 x 125mm, Strain, Twin Horizontal Arms to Double Pole, Dwg 6-2-3037-3 & Dwg 1047766-13 | Crossarms
002461051 | CROSSARM,COMPOSITE | Fibre, Predrilled, 2700 x 125 x 125mm, 22kV, Strain/Termination with EDO's, EE Dwg 924043-09 (scm) | Crossarms
002461044 | CROSSARM,COMPOSITE | Fibre, Predrilled, 2400 x 125 x 125mm, 11kV, Strain/Termination with EDO's, EE Dwg 924043-08 (scm) | Crossarms
002437630 | CROSSARM,COMPOSITE | Fibre, 2400mm Lg Nom, 100 x 100mm, LV Intermediate, Drilled, EQLS-10036-01 (scm) | Crossarms
002472280 | CROSSARM,COMPOSITE | LV Temporary, Fibreglass, 2.7m Lg, Orange c/w Bracket Labels & Bag | Electrical Test & Accsry Equip
002469161 | CROSSARM,COMPOSITE | Fibre, Predrilled, 1500 x 100 x 100mm, LV Fuse Arm, Dwg EQLS-10038 (scm) | Crossarms
002456127 | CROSSARM,COMPOSITE | Fibre, Predrilled, 2800 x 125 x 125mm, Earthwire Riser, EE Dwg 1024322-02 | Crossarms
002456564 | CROSSARM,COMPOSITE | 2900 x 125 x 125mm, Delta c/w Line Post Insulator Arm, for Maintenance Constructions, EE Dwg 6-2-3008-1 & EE Dwg 1047766-02 (scm) | Crossarms
002456531 | CROSSARM,COMPOSITE | 3300 x 125 x 125mm, Rural Delta Arm, for Maintenance Constructions, EE Dwg 6-2-3004-1 & EE Dwg 1047766-01 (scm) | Crossarms
002444081 | CROSSARM,COMPOSITE | Fibre, Predrilled, 2400 x 100 x 100mm, 22/33kV, Intermediate, Double Circuit, EE Dwg 924043-07 (scm) | Crossarms
002434439 | CROSSARM,COMPOSITE | Fibre, Predrilled, 4139 x 125 x 125mm, 110kV, Wishbone, Set of 3 Xarms, Top/Middle/Brace, Packaged in Sets, EE Dwg 944182-02 | Crossarms
002434421 | CROSSARM,COMPOSITE | Fibre, Predrilled, 4200 Lg, 3758 Lg & 1243mm Lg, 125 x 125mm, 110kV, Wishbone, Set of 3 Crossarms Top/Middle/Brace, Packaged in Sets, Dwg 944182-01 (scm) | Crossarms
002437648 | CROSSARM,COMPOSITE | Fibre, 2550mm Lg Nom, 125 x 125mm, LV Strain/Termination, LVS2 & LVT2, Drilled EQLS-10035-01 (scm) | Crossarms
002444016 | CROSSARM,COMPOSITE | Fibre, Predrilled, 3500 Lg & 1920mm Lg, 66kV, Wishbone 7-25 Deg, Dwg 1039069-02 (scm) | Crossarms
002444008 | CROSSARM,COMPOSITE | Fibre, Predrilled, 3500 Lg & 2520mm Lg, 66kV, Wishbone 0-7 Deg, Dwg 1039069-01 (scm) | Crossarms
002419059 | CROSSARM,COMPOSITE | Fibre, Predrilled, 2700 x 100 x 100mm, 22/33kV, Urban, Strain/Termination, use with Crossarm Mounting Bracket, EE Dwg 921992-02 | Crossarms
002434041 | CROSSARM,COMPOSITE | Fibre, Predrilled, 3460 x 125 x 125mm, 11kV, Suspension, Dwg 1012812-01 (scm) | Crossarms
002435246 | CROSSARM,COMPOSITE | Fibre, Predrilled, 3330 x 100 x 100mm, 11kV, Suspension/Deviation, Dwg ES000749-01 | Crossarms
002439750 | CROSSARM,COMPOSITE | Fibre, 3300mm Lg Nom, 125 x 125mm, 11kV Strain/Termination, Drilled, Dwg 1030985-01 (scm) | Crossarms
002434447 | CROSSARM,COMPOSITE | Fibre, Predrilled, 4010 x 125 x 125mm, 110kV, Wishbone, Set of 3 Xarms, Top/Middle/Brace, Packaged in Sets, EE Dwg 944182-03 | Crossarms
002456556 | CROSSARM,COMPOSITE | 1565 x 125 x 125mm, Intermediate Angle Buckarm, for Maintenance Constructions, Dwg 6-2-3010-8 & 1047766-05 (scm) | Crossarms
002456580 | CROSSARM,COMPOSITE | 3200 x 125 x 125mm, Intermediate, for Maintenance Constructions, EE Dwg 6-2-3009-5 & Dwg 1047766-04 (scm) | Crossarms
002456572 | CROSSARM,COMPOSITE | 2500 x 125 x 125mm, Intermediate c/w Disc Insulator Top Arm, for Maintenance Constructions, EE Dwg 6-2-3009-1 & EE Dwg 1047766-03 (scm) | Crossarms
002467538 | CROSSARM,COMPOSITE | 4900 x 125 x 125mm, Strain, Twin Horizontal Arms to Double Pole, Dwg 6-2-3037-1 & Dwg 1047766-12 | Crossarms
002467512 | CROSSARM,COMPOSITE | 4900 x 125 x 125mm, Suspension, Single Horizontal Arm to Double Pole, Dwg 6-2-3035-1 & Dwg 1047766-10 | Crossarms
002467504 | CROSSARM,COMPOSITE | 3200 x 125 x 125mm, Delta Strain, for 66kV Horizontal Twin Arm, Dwg 6-2-3031-1 & Dwg 1047766-09 | Crossarms
002459394 | CROSSARM,COMPOSITE | 2800 x 125 x 125mm, Rural Intermediate, 0-4.5 Deg Angle, for Maintenance Constructions, EE Dwg 6-2-3027 & Dwg 1047766-08 | Crossarms
002459386 | CROSSARM,COMPOSITE | 3300 x 125 x 125mm, Rural Intermediate/ Delta, for Maintenance Constructions, EE Dwg 6-2-3027 & Dwg 1047766-07 | Crossarms
002459360 | CROSSARM,COMPOSITE | 3620 x 125 x 125mm, Suspension 0-4.5 Deg Angle, Top Cross Arm, for Maintenance Constructions, EE Dwg 6-2-3026 & Dwg 1057077-01 | Crossarms
002419075 | CROSSARM,COMPOSITE | Fibre, 2525mm Lg Nom, 100 x 100mm, 11kV Intermediate, Drilled, EQLS-10034-01 (scm) | Crossarms
002419083 | CROSSARM,COMPOSITE | Fibre, Predrilled, 2700 x 100 x 100mm, 22/33kV, Intermediate, EE Dwg 924043-03 | Crossarms
002467629 | CROSSARM,COMPOSITE | Intermediate, Top Arm, Dwg 6-2-3051-1 & Dwg 1069885-01 | Crossarms
002467611 | CROSSARM,COMPOSITE | 3000mm Lg, 125 x 125mm, Suspension Angle, 20-30 Deg, Dwg 6-2-3050-1 & Dwg 1057077-03 (scm) | Crossarms
002459378 | CROSSARM,COMPOSITE | 1860 x 125 x 125mm, Suspension 0-4.5 Deg Angle, Buck Arm, for Maintenance Constructions, EE Dwg 6-2-3026 & Dwg 1057077-02 | Crossarms
002466225 | CROSSARM,COMPOSITE | Fibre, Predrilled, 2700 x 100 x 100mm, LV, Cantilever Intermediate/Angle, Dwg 924043-10 (scm) | Crossarms
002456119 | CROSSARM,COMPOSITE | Fibre, Predrilled, 4200 x 125 x 125mm, Strain, EE Dwg 1024322-06 | Crossarms
002478824 | CROSSARM,COMPOSITE | Fibre, Predrilled, 2260 x 100 x 100mm, HV, Cantilever Intermediate, Dwg 924043-12 (scm) | Crossarms
002471282 | CROSSARM,COMPOSITE | Fibre, Predrilled, 3800 x 125 x 125mm, Twin Flat Strain, to 6-2-3053, Dwg 1047766-17 | Crossarms
002430361 | CROSSARM,COMPOSITE | Fibre, Predrilled, 2700 x 125 x 125mm, 22/33kV, Strain/Termination, EE Dwg 924043-02 (MOQ 80) (scm) | Crossarms
002409423 | CROSSARM,METAL | Tension, 45 x 45 x 5 x 3015mm Lg, Galv Steel, Stamp with "IIN 2409423", EE Dwg 917980-04 Item 4 | Crossarms
002449189 | CROSSARM,METAL | Cable Termination, RH, for 66kV Vertical Cable Term 5-13-4-2, suit Cable Terms PLP-D-CS40C, EE Dwg ES000793-01 | Crossarms
002468098 | CROSSARM,METAL | Tension LH, 45 x 45 x 5 x 2517mm Lg, Galv Steel, Dwg N026-1531-02 Item 6 | Subtransmission
002467579 | CROSSARM,METAL | 100 x 100 x 6mm, Steel, for Electrified Railway Crossing, Dwg 6-2-3040-1 & Dwg 1047766-15 | Crossarms
002467603 | CROSSARM,METAL | Steel, Wishbone Suspension Crossarm Set, for Eelectrified Railway Crossing, Dwg 6-2-3042-1 & Dwg 1068956-01 | Crossarms
002404436 | CROSSARM,METAL | 3000 x 152 x 89 x 13mm, Galv Steel, FN Regional Dwg G-143-A4 | Galv Products
000915110 | CROSSARM,METAL | Galv Steel, 66kV, Suspension, suit Concrete Construction, CA Dwg 22-A2-277-1 & 22-A2-277-2 | Crossarms
002468056 | CROSSARM,METAL | Tension LH, 45 x 45 x 5 x 2052mm Lg, Galv Steel, Dwg N026-1486-02 Item 6 | Subtransmission
002406934 | CROSSARM,METAL | Type A4-1247, Galv Steel | Crossarms
002409043 | CROSSARM,METAL | Tension Brace, 2248mm Lg, 50 x 50 x 5mm, LH, Galv Steel, Stamp with "IIN2409043", Dwg ES000768-01 (scm) | Subtransmission
002409035 | CROSSARM,METAL | Tension Brace, 2248mm Lg, 50 x 50 x 5mm, RH, Galv Steel, Stamp with "IIN2409035", Dwg ES000768-01 (scm) | Subtransmission
002408979 | CROSSARM,METAL | Tension Brace, 2443mm Lg, 50 x 50 x 5mm, RH, Galv Steel, Stamp with "IIN2408979", Dwg ES000743-01 (scm) | Subtransmission
002408987 | CROSSARM,METAL | Tension Brace, 2443mm Lg, 50 x 50 x 5mm, LH, Galv Steel, Stamp with "IIN2408987", Dwg ES000743-01 (scm) | Subtransmission
002425619 | CROSSARM,METAL | Compression, 45 x 45 x 5 x 2410mm Lg, Opposite Hand, Galv Steel, Stamp with "IIN 2425619", EE Dwg 909976-02 Item 6 (scm) | Subtransmission
002468080 | CROSSARM,METAL | Tension RH, 45 x 45 x 5 x 2517mm Lg, Galv Steel, Dwg N026-1531-02 Item 5 | Subtransmission
002467595 | CROSSARM,METAL | 200 x 100 x 6mm, Steel, for Electrified Railway Crossing, Dwg 6-2-3040-3 & Dwg 1047766-15 | Crossarms
002447928 | CROSSARM,METAL | 4210 x 150 x 100 x 9mm RHS, Galv Steel, Strain/Termination, Dalby-Chinchilla 110kV O/head Line, Synerg Dwg P0161-09 | Crossarms
002468049 | CROSSARM,METAL | Tension RH, 45 x 45 x 5 x 2052mm Lg, Galv Steel, Dwg N026-1486-02 Item 5 | Subtransmission
002467587 | CROSSARM,METAL | 150 x 100 x 6mm, Steel, for Electrified Railway Crossing, Dwg 6-2-3040-2 & Dwg 1047766-15 | Crossarms
002449239 | CROSSARM,METAL | Surge Diverter, for 66kV Horizontal Cable Term 5-13-3-2, suit Surge Diverter Type ESEA XAR 72A1, Dwg ES000797-01 Rev 0B | Crossarms
000405888 | CROSSARM,METAL | Galv Steel, Trident Termination, CA Dwg 875168-01 (scm) | Line Support Equip
002404435 | CROSSARM,METAL | 3000 x 127 x 76 x 10mm, Galv Steel, FN Regional Dwg G-140-A4 | Line Support Equip
002425601 | CROSSARM,METAL | Compression, 45 x 45 x 5 x 2410mm Lg, Galv Steel, Stamp with "IIN 2425601", EE Dwg 909976-02 Item 5 (scm) | Subtransmission
002449106 | CROSSARM,METAL | Tension Brace, Extended, 2765mm Lg, 50 x 50 x 5mm, RH, 132kV, Gde 300, Dwg ES000628-01 (scm) | Crossarms
002449098 | CROSSARM,METAL | Tension Brace, Extended, 2765mm Lg, 50 x 50 x 5mm, LH, 132kV, Gde 300, Dwg ES000628-01 (scm) | Crossarms
002409019 | CROSSARM,METAL | Tension Brace, 1980mm Lg, 50 x 50 x 5mm, RH, Galv Steel, Stamp with "IIN2409019", Dwg ES000741-01 (scm) | Subtransmission
000020082 | CROSSARM,METAL | Galv Steel, for 11kV & 33kV Expanded Trident Constructions, Dwg 15627-A3, Pallet of 16 (scm) | Crossarms
002449221 | CROSSARM,METAL | Conductor, 100 x 200 x 3900mm, for 66kV Horizontal Cable Term 5-13-3-2, EE Dwg ES000796-01 | Crossarms
002449213 | CROSSARM,METAL | Cable Termination, for 66kV Horizontal Cable Term 5-13-3-2, suit Cable Terms PLP-D-CS40C, EE Dwg ES000795-01 | Crossarms
002449205 | CROSSARM,METAL | Cable Support, for 66kV Horizontal Cable Term 5-13-3-2, EE Dwg ES000794-01 | Crossarms
002425577 | CROSSARM,METAL | Compression, 75 x 75 x 8 x 2250mm Lg, Opp Hand, Galv Steel, Stamp with IIN2425577, EE Dwg ES000634-01 (scm) EE Dwg 909976-02 Item 2 (scm) | Subtransmission
002423960 | CROSSARM,METAL | Tension RH, 50 x 50 x 5 x 2660mm Lg, Galv Steel, Stamp with "IIN 2423960", EE Dwg 953218-02 Item 3 | Subtransmission
002423978 | CROSSARM,METAL | Tension LH, 50 x 50 x 5 x 2660mm Lg, Galv Steel, Stamp with "IIN 2423978", EE Dwg 953218-02 Item 4 | Subtransmission
002454536 | CROSSARM,METAL | 132kV Horizontal, Double Break, ABS, Steel Work, Assy 5-2-1039, Dwg ES000982-01 | Crossarms
002409027 | CROSSARM,METAL | Tension Brace, 1980mm Lg, 50 x 50 x 5mm, LH, Galv Steel, Stamp with "IIN2409027", Dwg ES000741-01 (scm) | Subtransmission
002408995 | CROSSARM,METAL | Tension Brace, 2714mm Lg, 50 x 50 x 5mm, RH, Galv Steel, Stamp with "IIN2408995", Dwg ES000773-01 (scm) | Subtransmission
002409415 | CROSSARM,METAL | Tension, 45 x 45 x 5 x 3015mm Lg, Galv Steel, Stamp with "IIN 2409415", EE Dwg 917980-04 Item 3 | Crossarms
002423994 | CROSSARM,METAL | Compression LH, 75 x 75 x 5 x 2496mm Lg, Galv Steel, Stamp with "IIN 2423994", EE Dwg 953218-02 Item 2 | Subtransmission
002423986 | CROSSARM,METAL | Compression RH, 75 x 75 x 5 x 2496mm Lg, Galv Steel, Stamp with "IIN 2423986", EE Dwg 953218-02 Item 1 | Subtransmission
002409241 | CROSSARM,METAL | Welded Assy, 200 x 200 x 5 x 5200mm Lg, Galv Steel, Stamp with "IIN 2409241", EE Dwg 916556-04 Item 116 | Crossarms
002402320 | CROSSARM,METAL | 102 x 102 x 4mm RHS, Galv Steel, Transformer Mount, NQ Dwg SD10-0014-01 | Crossarms
002425569 | CROSSARM,METAL | Compression, 75 x 75 x 8 x 2250mm Lg, Galv Steel, Stamp with "IIN2425569", EE Dwg ES000634-01 (scm) | Subtransmission
002425593 | CROSSARM,METAL | Tension Brace, 2410mm Lg, 50 x 50 x 5mm, RH, Galv Steel, Stamp with "IIN2425593", Dwg ES000634-01 (scm) | Subtransmission
002449122 | CROSSARM,METAL | Compression, Brace Opp Side Extended, 132kV, 75 x 75 x 8 x 2635mm Lg, Gde 300, Ref ES 000628-01, EE Dwg 5-2-1036 | Crossarms
002449114 | CROSSARM,METAL | Compression, Brace Extended, 132kV, 75 x 75 x 8 x 2635mm Lg, Gde 300, Ref ES 000628-01, EE Dwg 5-2-1036 | Crossarms
002409001 | CROSSARM,METAL | Tension Brace, 2714mm Lg, 50 x 50 x 5mm, LH, Galv Steel, Stamp with "IIN2409001", Dwg ES000773-01 (scm) | Subtransmission
002454544 | CROSSARM,METAL | 132kV Horizontal, ABS, Conductor Strain Arm, Assy 5-2-1040, Dwg ES000982-02 | Crossarms
002409068 | CROSSARM,METAL | Welded Assy, 250 x 150 x 5 x 4800mm Lg, Galv Steel, Stamp with "IIN 2409068" | Subtransmission
002425585 | CROSSARM,METAL | Tension Brace, 2410mm Lg, 50 x 50 x 5mm, LH, Galv Steel, Stamp with "IIN2425585", Dwg ES000634-01 (scm) | Subtransmission
002446730 | CROSSARM,METAL | Tie Crossmember, 200 x 200 x 5mm SHS, 4325mm Lg, Galv Steel, suit Double Circuit Construction, EE Dwg ES000620-01 | Subtransmission
002434660 | CROSSARM,WOOD | Predrilled, 2400 x 175 x 125mm, LV, Strain/Termination, EE Dwg 875133-07 (scm) | Crossarms
002400453 | CROSSARM,WOOD | Bare, Type MT6, 1000 x 150 x 100mm, suit 11kV Single Pole Platform | Crossarms
000105051 | CROSSARM,WOOD | Predrilled, 3300 x 100 x 150mm, 22/33kV, Rural, Intermediate, EE Dwg # 923271-06 (scm) | Crossarms
002444065 | CROSSARM,WOOD | Predrilled, 2400 x 100 x 100mm, 22/33kV, Intermediate, Double Circuit, EE Dwg 875133-09 (scm) | Crossarms
002417111 | CROSSARM,WOOD | Predrilled, 2400 x 125 x 100mm, 11kV, Urban, Strain/Termination, suit Concrete Poles, EE Dwg 923271-07 (scm) | Crossarms
002410439 | CROSSARM,WOOD | Predrilled, 2700 x 125 x 100mm, 22/33kV, Strain/Intermediate, EE Dwg 875133-02 (scm) | Crossarms
002417145 | CROSSARM,WOOD | Predrilled, 2700 x 150 x 100mm, 22/33kV, Urban, Strain/Termination, suit Concrete Poles, EE Dwg 923271-08 (scm) | Crossarms
002410413 | CROSSARM,WOOD | Predrilled, 2400 x 100 x 150mm, 22/33kV, Intermediate, EE Dwg 875133-01 (scm) | Crossarms
002410397 | CROSSARM,WOOD | Predrilled, 2700 x 125 x 100mm, 22kV, Strain/Termination, EE Dwg 875133-02 (scm) | Crossarms
002417269 | CROSSARM,WOOD | Predrilled, 2700 x 125 x 100mm, 22/33kV, Rural, Strain/Termination, suit Concrete Poles, EE Dwg 923271-09 (scm) | Crossarms
002417285 | CROSSARM,WOOD | Predrilled, 2700 x 175 x 125mm, 22/33kV, Rural, Strain/Termination, suit Concrete Poles, EE Dwg 923271-09 (scm) | Crossarms
002417251 | CROSSARM,WOOD | Predrilled, 2700 x 100 x 100mm, 22/33kV, Rural, Strain/Termination, suit Concrete Poles, EE Dwg 923271-09 (scm) | Crossarms
002410389 | CROSSARM,WOOD | Predrilled, 2400 x 100 x 150mm, 11kV, Intermediate, EE Dwg 875133-03 (scm) | Crossarms
002417103 | CROSSARM,WOOD | Predrilled, 2400 x 100 x 100mm, 11kV, Urban, Strain/Termination, suit Concrete Poles, EE Dwg 923271-07 (scm) | Crossarms
002406923 | CROSSARM,WOOD | Bare, 4800 x 150 x 100mm, Strain/ Termination | Crossarms
000105048 | CROSSARM,WOOD | Predrilled, 2700 x 100 x 125mm, 22/33kV, Rural, Intermediate, EE Dwg # 923271-01 (scm) | Crossarms
002417129 | CROSSARM,WOOD | Predrilled, 2400 x 150 x 100mm, 11kV, Urban, Strain/Termination, suit Concrete Poles, EE Dwg 923271-07 (scm) | Crossarms
002410405 | CROSSARM,WOOD | Predrilled, 2400 x 125 x 100mm, 11kV, Strain/Termination, EE Dwg 875133-04 (scm) | Crossarms
002417236 | CROSSARM,WOOD | Predrilled, 2700 x 100 x 125mm, 22/33kV, Rural, Intermediate, suit Concrete Poles EE Dwg 923271-05 (scm) | Crossarms
002417095 | CROSSARM,WOOD | Predrilled, 2700 x 100 x 125mm, 22/33kV, Urban, Intermediate, suit Concrete Poles EE Dwg 923271-04 (scm) | Crossarms
002417319 | CROSSARM,WOOD | Predrilled, 2700 x 100 x 100mm, 22/33kV, Urban, Intermediate, suit Concrete Poles EE Dwg 923271-04 (scm) | Crossarms
002417301 | CROSSARM,WOOD | Predrilled, 2400 x 100 x 125mm, 11kV, Urban, Intermediate, suit Concrete Poles EE Dwg 923271-03 (scm) | Crossarms
002417228 | CROSSARM,WOOD | Predrilled, 2700 x 100 x 100mm, 22/33kV, Rural, Intermediate, suit Concrete Poles EE Dwg 923271-05 (scm) | Crossarms
002417137 | CROSSARM,WOOD | Predrilled, 2700 x 125 x 100mm, 22/33kV, Urban, Strain/Termination, suit Concrete Poles, EE Dwg 923271-08 (scm) | Crossarms
002417277 | CROSSARM,WOOD | Predrilled, 2700 x 150 x 100mm, 22/33kV, Rural, Strain/Termination, suit Concrete Poles, EE Dwg 923271-09 (scm) | Crossarms
002417244 | CROSSARM,WOOD | Predrilled, 2700 x 100 x 150mm, 22/33kV, Rural, Intermediate, suit Concrete Poles EE Dwg 923271-05 (scm) | Crossarms
002400413 | CROSSARM,WOOD | Bare, 1200 x 100 x 75mm, Intermediate (P20) | Crossarms
002404437 | CROSSARM,WOOD | Bare, 1200 x 100 x 100mm (P15) | Crossarms
002400459 | CROSSARM,WOOD | Bare, 1600 x 100 x 100mm, Intermediate | Crossarms
002403000 | CROSSARM,WOOD | Bare, 1500 x 150 x 100mm (P20) | Crossarms
002402993 | CROSSARM,WOOD | Bare, 1500 x 100 x 100mm (P15) | Crossarms
002402999 | CROSSARM,WOOD | Bare, 2700 x 100x 150mm, Top Surface Painted | Crossarms
000910928 | CROSSARM,WOOD | Bare, 2700 x 100 x 125mm, Intermediate, (P15) (scm) | Crossarms
000910847 | CROSSARM,WOOD | Bare, 2700 x 100 x 100mm, Intermediate, (P15) (scm) | Crossarms
000104215 | CROSSARM,WOOD | Bare, 2400 x 175 x 125mm, Strain/ Termination (P12) (scm) | Crossarms
002405717 | CROSSARM,WOOD | Bare, 2400 x 150 x 100mm, Strain/ Termination (P12) (scm) | Crossarms
002405716 | CROSSARM,WOOD | Bare, 2400 x 125 x 100mm, Strain/ Termination, Maint | Crossarms
000104214 | CROSSARM,WOOD | Bare, 2400 x 100 x 125mm, Intermediate, (P15) (scm) | Crossarms
002405713 | CROSSARM,WOOD | Bare, 2400 x 100 x 100mm, Intermediate, (P15) (scm) | Crossarms
002403001 | CROSSARM,WOOD | Bare, 2100 x 100 x 150mm, 100mm Top Surface Painted (P12) | Crossarms
000910839 | CROSSARM,WOOD | Bare, 2100 x 100 x 100mm, Maint (P15) (scm) | Crossarms
002404429 | CROSSARM,WOOD | Bare, 1800 x 150 x 100mm, Strain/ Termination, Maint (P12) | Crossarms
000911266 | CROSSARM,WOOD | Bare, 1800 x 100 x 150mm, Intermediate, Top Surface Painted (P12) | Crossarms
000911029 | CROSSARM,WOOD | Bare, 1800 x 100 x 125mm, Top Surface Painted (scm) | Crossarms
002406190 | CROSSARM,WOOD | Bare, 1800 x 100 x 100mm (P20) (scm) | Crossarms
000105049 | CROSSARM,WOOD | Predrilled, 3300 x 100 x 125mm, 22/33kV, Rural, Intermediate, EE Dwg # 923271-06 (scm) | Crossarms
002418903 | CROSSARM,WOOD | Predrilled, 3300 x 100 x 100mm, 22/33kV, Intermediate, EE Dwg 923271-06 | Crossarms
002422434 | CROSSARM,WOOD | Predrilled, 3000 x 100 x 125mm, 11kV, Rural, Intermediate, use with M-Bracket EE Dwg 923271-10 | Crossarms
002422426 | CROSSARM,WOOD | Predrilled, 3000 x 100 x 100mm, 11kV, Rural, Intermediate, use with M-Bracket EE Dwg 923271-10 | Crossarms
000104714 | CROSSARM,WOOD | Predrilled, 3000 x 175 x 125mm, 33kV, Strain/Termination, EE Dwg 875133-08 (P12) (scm) | Crossarms
000104713 | CROSSARM,WOOD | Predrilled, 3000 x 150 x 100mm, 33kV, Strain/Termination, EE Dwg 875133-08 (scm) | Crossarms
000104159 | CROSSARM,WOOD | Predrilled, 2700 x 175 x 125mm, 22/33kV, Strain/Termination, EE Dwg 875133-02 (P12) (scm) | Crossarms
000104158 | CROSSARM,WOOD | Predrilled, 2700 x 150 x 100mm, 22/33kV, Strain/Termination, EE Dwg 875133-02 (P12) (scm) | Crossarms
002400436 | CROSSARM,WOOD | Predrilled, 2700 x 100 x 150mm, 66kV, Wishbone, Top Surface Painted, NQ Dwg Type S2 (P12) | Crossarms
000104157 | CROSSARM,WOOD | Predrilled, 2700 x 100 x 125mm, 22/33kV, Intermediate, EE Dwg 875133-01 (P15) (scm) | Crossarms
000104156 | CROSSARM,WOOD | Predrilled, 2700 x 100 x 100mm, 22/33kV, Intermediate, EE Dwg 875133-01 (P15) (scm) | Crossarms
000104155 | CROSSARM,WOOD | Predrilled, 2400 x 175 x 125mm, 11kV, Strain/Termination, EE Dwg 875133-04 (P12) (scm) | Crossarms
000104628 | CROSSARM,WOOD | Predrilled, 2400 x 150 x 100mm, LV, Strain/Termination, EE Dwg 875133-07 (P12) (scm) | Crossarms
000104153 | CROSSARM,WOOD | Predrilled, 2400 x 150 x 100mm, 11kV, Strain/Termination, EE Dwg 875133-04 (P12) (scm) | Crossarms
000104152 | CROSSARM,WOOD | Predrilled, 2400 x 100 x 125mm, 11kV, Intermediate, EE Dwg 875133-03 (P15) (scm) | Crossarms
000104627 | CROSSARM,WOOD | Predrilled, 2400 x 100 x 100mm, LV, Intermediate, EE Dwg 875133-06 (P15) (scm) | Crossarms
000104151 | CROSSARM,WOOD | Predrilled, 2400 x 100 x 100mm, 11kV, Intermediate, EE Dwg 875133-03 (P15) (scm) | Crossarms
000104431 | CROSSARM,WOOD | Predrilled, 2400 x 100 x 100mm, 11/22/33kV, Fuse/Link, EE Dwg 875133-05 (P15) (scm) | Crossarms
002400431 | CROSSARM,WOOD | Predrilled, 2100 x 150 x 100mm, 66kV, Wishbone, Top Surface Painted, NQ Dwg Type S1 (P12) | Crossarms
000910758 | CROSSARM,WOOD | Bare, 900 x 100 x 100mm, Intermediate, Top Surface Painted (scm) | Crossarms
002406920 | CROSSARM,WOOD | Bare, 6300 x 125 x 125mm | Crossarms
002400450 | CROSSARM,WOOD | Bare, 6000 x 150x 100mm, Top Surface Painted (P12) | Crossarms
002406919 | CROSSARM,WOOD | Bare, 5100 x 175 x 150mm | Crossarms
002400449 | CROSSARM,WOOD | Bare, 5100 x 150 x 100mm, Strain/ Termination (P12) | Crossarms
002404433 | CROSSARM,WOOD | Bare, 4600 x 150 x 100mm, Strain/ Termination | Crossarms
002402997 | CROSSARM,WOOD | Bare, 4200 x 100 x 150mm, Intermediate, 100mm Top Surface Painted (P12) | Crossarms
002400473 | CROSSARM,WOOD | Bare, 3900 x 150 x 100mm, Strain/ Termination (P12) | Crossarms
002402998 | CROSSARM,WOOD | Bare, 3900 x 100 x 150mm, Intermediate, 150mm Top Surface Painted (P12) | Crossarms
002405726 | CROSSARM,WOOD | Bare, 3600 x 150 x 100mm, Strain/ Termination (P12) | Crossarms
002402995 | CROSSARM,WOOD | Bare, 3600 x 100 x 150mm, Intermediate, 100mm Top Surface Painted (P12) | Crossarms
002404427 | CROSSARM,WOOD | Bare, 3600 x 100 x 100mm, Intermediate, (P15) | Crossarms
002406927 | CROSSARM,WOOD | Bare, 3300 x 175 x 150mm | Crossarms
002406212 | CROSSARM,WOOD | Bare, 3300 x 175 x 125mm (P12) | Crossarms
000911797 | CROSSARM,WOOD | Bare, 3300 x 150 x 150mm, Top Surface Painted | Crossarms
002406213 | CROSSARM,WOOD | Bare, 3300 x 150 x 125mm | Crossarms
000911355 | CROSSARM,WOOD | Bare, 3300 x 150 x 100mm, Strain/ Termination (P12) | Crossarms
000911096 | CROSSARM,WOOD | Bare, 3300 x 100 x 125mm, Top Surface Painted (scm) | Crossarms
000910871 | CROSSARM,WOOD | Bare, 3300 x 100 x 100mm, Intermediate, (P15) (scm) | Crossarms
000911339 | CROSSARM,WOOD | Bare, 3000 x 150 x 100mm, Top Surface Painted (P12) | Crossarms
002406912 | CROSSARM,WOOD | Bare, 6300 x 150 x 100mm | Crossarms
000911088 | CROSSARM,WOOD | Bare, 3000 x 100 x 125mm, Intermediate, (P15) (scm) | Crossarms
000910863 | CROSSARM,WOOD | Bare, 3000 x 100 x 100mm, Intermediate, (P15) (scm) | Crossarms
000911932 | CROSSARM,WOOD | Bare, 2700 x 175 x 125mm, Strain/ Termination (P12) (scm) | Crossarms
002405719 | CROSSARM,WOOD | Bare, 2700 x 175 x 100mm, Strain/ Termination | Crossarms
000911762 | CROSSARM,WOOD | Bare, 2700 x 150 x 150mm, Top Surface Painted | Crossarms
000911304 | CROSSARM,WOOD | Bare, 2700 x 150 x 100mm, Strain/ Termination (P12) (scm) | Crossarms
000168535 | CULVERT BOX | Concrete, 1.9 Tonne, 11kV Padmount Substation Support (scm) | Concrete Assemblies
002482073 | CULVERT BOX | Concrete, 100mm Thick Bolt-on Box Culvert Endwall, c/w Knock-Outs | Concrete Assemblies
002482065 | CULVERT BOX | Concrete, 1500 x 1200 x 2400mm, c/w Ferrules & Unistrruts, NOJA GMK Support | Concrete Assemblies
002482537 | CULVERT BOX | Concrete, 1.7 Tonne, 11kV 1.5MVA Substation Support, Super Heavy Duty | Concrete Assemblies
002482081 | CULVERT BOX | Concrete, 100mm Thick Bolt-on Box Culvert Endwall, c/w 650 x 650mm Void | Concrete Assemblies
002434470 | CULVERT BOX | Concrete, 11kV Safelink RMU Universal Support (scm) | Concrete Assemblies
002408227 | CUTTER HEAD,HYDRAULIC | suit 120mm Dia Cable, Armoured Cable Suitable | Tools & Equipment
002469666 | CUTTER,BATTERY OPERATED | M18 ForceLogic 6T Cable Cutter, Scissor Action, 18V, 355mm Lg, suit Al/Cu Cable to 35mm Dia & ACSR to 22.5mm Dia | Hardware & Tools
002459451 | CUTTER,BATTERY OPERATED | Scissor Large, 600 x 110 x 390mm, 18V Series 7, Plastic Body, Metal Cutter Head, suit Al/Cu cable up to 105mm, Skin Only, c/w Milwaukee Adaptor | Hardware & Tools
002489375 | CUTTER,BATTERY OPERATED | Klauke Cutter, Battery Hydraulic, 18V B/Tooth, Inline, 25mm max, Cu/Al/ACSR, Skin c/w M18 Makita/Milwaukee Battery Adaptor & Cutter Capacity Labels | Hardware & Tools
002459816 | CUTTER,BATTERY OPERATED | Cable Guillotine, 14.4V DC Motor, 67kN, suit Al, Cu & ACSR up to 20mm Dia & Guy Wire up to 16mm Dia c/w 2 x Li-Ion Batteries, AC/DC Charger in a Carry Case | Tools & Equipment
002492296 | CUTTER,BATTERY OPERATED | Milwaukee, M18 Force Logic, 860mm2 ACSR Cutter, Skin Only | Hardware & Tools
000020278 | CUTTER,CABLE,HAND OPERATED | Pencil Sharpener Type, 95mm2 ABC | Hardware & Tools
000104420 | CUTTER,CABLE,HAND OPERATED | Parrot Beak Type, suit 70mm2 Cu & Al Conductor c/w Red Insulated Handles, for Installation Inspector Tool Kit & Pole Top Rescue Kit | Hardware & Tools
000014922 | CUTTER,CABLE,HAND OPERATED | Gear & Ratchet Type, for Cutting Single Core Double Insulated Cable, Bare Al & Cu Cable up to 300mm2, Max 32mm OD, replacement blade Y-K683T/3 | Hardware & Tools
002416584 | CUTTER,CABLE,HAND OPERATED | 222mm, for use in Insulated Tool Kit | Hardware & Tools
002432227 | CUTTER,CABLE,HAND OPERATED | Ratchet suitable for Cu & AL Conductors (Multi-purpose cutter) 52mm dia | Hardware & Tools
000104516 | CUTTER,CABLE,HAND OPERATED | Cable, Ratchet, 254mm long, Capacity 32mm AL/Cu, 20mm ACSR | Hardware & Tools
002439230 | CUTTER,CABLE,HAND OPERATED | Hydraulic, 400mm Lg, Max Opening 22mm, 3kg, Light Weight Portable Guillotine Type Cutter, Replaceable Blades, 180 Deg Swivel & Latch Head | Hardware & Tools
000025327 | CUTTER,CABLE,HAND OPERATED | Intercable, Cable Screen Cutter HLS Kit in Rigid Case, Contains: Cutter, Stop Clamp, Silicon Grease | Tools & Equipment
002493450 | CUTTER,WEED,WHIP | Milwaukee, M-18 Fuel, Brushcutter Attachment, suits M18FOPH power Head | Hardware & Tools
002489284 | CUTTER,WEED,WHIP | Milwaukee, M18 Fuel, Line Trimmer Attachment, 355-406mm Cutting Swath, QUIK-LOK Connection, 102cm L | Hardware & Tools
002484236 | CUTTER,WIRE ROPE,HAND OPERATED | Sunrise Attachment (Live Line Tools) | Tools & Equipment
002435725 | CUTTING COMPOUND,PASTE | Metal, 500ml | Tools & Equipment
002404365 | CUTTING COMPOUND,PASTE | Assembly Paste (F & G) | O/Head Line
002459220 | CUTTING FLUID | Met-Kool, Aerosol Chemical Cutting Fluid Coolant & Lubricant for Tooling Operations | Dangerous Goods
002464410 | CUTTING FLUID | Rocol RTD, Lubricant, Metal Cutting Liquid, 500ml | Remote Generation
002468908 | CYLINDER HEAD,DIESEL ENGINE | Cylinder Head, Scania DC13 Mechanical Parts | Remote Generation
002488005 | CYLINDER,GAS | Empty Cylinder, Size G, 50kg, for SF6 Waste, Golden Yellow Body/Shoulder, Poor Purity Gas to be Scrapped, Not Suitable for Reuse & Uneconomical to Recycle | Substation
000022275 | CYLINDER,GAS | Empty Cylinder, Size G, for SF6 Cleaned/ Used Gas Purity > 97%, Apple Green Body, Golden Yellow Shoulder, Type 31 Valve, Bottle Strapped to Skid | Substation
000025354 | CYLINDER,GAS | Empty Cylinder, Size G, for SF6 Used Contaminated Gas < 97%, Brown Body, Golden Yellow Shoulder, Type 31 Valve | Substation
000025352 | CYLINDER,GAS | Empty Cylinder, 10kg, for SF6 Used Contaminated Gas < 97%, Brown Body, Golden Yellow Shoulder, Type 31 Valve c/w Handle | Substation
000023869 | CYLINDER,GAS | Empty Cylinder, 10kg, for SF6 Cleaned/ Used Gas Purity > 97%, Apple Green Body, Golden Yellow Shoulder, Type 31 Valve c/w Handle | Substation
002493153 | CYLINDER,GAS | Empty Cylinder, Size G, SF6 Maintenance Work Only, Purity >90%, Moisture as per MAC C3/C4 Criteria, N24 Silver Grey Body Y14 Gold Yellow Shoulder, Type 31 Valve, | Substation
002497212 | CYLINDER,GAS | Empty Cylinder, Size D (10kg) for SF6 Clean Gas, Apple Green Body & Shoulder, Type 31 Valve, 1 Bottle per Skid, Not for field use, for SF6 Recyclers to | Substation
002493161 | CYLINDER,GAS | Empty Cylinder, 10kg, SF6 Maintenance Work Only, Purity >90%, Moisture as per MAC C3/C4 Criteria, N24 Silver Grey Body Y14 Gold Yellow Shoulder, Type 31 Valve, | Substation
002491132 | CYLINDER,GAS | Empty Cylinder, Size G, for SF6 Gas, (SF6) Technical Grade Gas Categorised as NEW to EQL Standards, Cylinder for SF6 Gas with a Purity Above 99.7% & | Substation
002487999 | CYLINDER,GAS | Empty Cylinder, 10kg, for SF6 Waste, Golden Yellow Body/Shoulder, Poor Purity Gas to be Scrapped, Not Suitable for Reuse & Uneconomical to Recycle | Substation
002406600 | CYLINDER,LOCK | Less Key, Keyed to Ergon Energy A2 Secruity Series OZ 201 | General Hardware
002403759 | CYLINDER,LOCK | 201 Night Latch, Keyed to T87, T87 Stamped Adj to Keyway (Reg # 158338) without Keys | General Hardware
001852442 | CYLINDER,LOCK | 201 Night Latch, Keyed A1 Cylinder Only, Padmount Installation Only No Keys Required | General Hardware
002403844 | CYLINDER,LOCK | 201 Night Latch, to suit D2 Style, Keys Not Required | General Hardware
002402712 | CYLINDER,LOCK | T608, Office Use, Whitco | General Hardware
002402713 | CYLINDER,LOCK | 201 Night Latch, Keyed to MEB Master Key T608, without Keys | General Hardware
002419489 | DAMPER,VIBRATION,TRANSMISSION LINE | Stockbridge type, 7/3.25 SC/GZ, ETS 2005/037/T (STL) | Subtransmission
002407125 | DAMPER,VIBRATION,TRANSMISSION LINE | Dogbone/Stockbridge Type, for Neptune, Krypton, Opal & Grape Cable, 19/3.25, AAC AAAC ACSR SC/GZ, 15.1 to 18.0mm Clamp Dia Range | Line Hardware
002407133 | DAMPER,VIBRATION,TRANSMISSION LINE | Stockbridge Type, Grape, 30/7/2.5 ACSR/GZ, ETS 11-09-01 | Line Hardware
002407124 | DAMPER,VIBRATION,TRANSMISSION LINE | Stockbridge Type, Iodine, 7/4.75 AAAC 1120, ETS 11-09-01 | Line Hardware
002426872 | DAMPER,VIBRATION,TRANSMISSION LINE | Stockbridge, Diving, 30/7/3.50 ACSR/AC, to ETS 11-09-01 | Line Hardware
002407126 | DAMPER,VIBRATION,TRANSMISSION LINE | Stockbridge Type, Neon, 19/3.75 AAAC 1120, ETS 11-09-01 | Line Hardware
002426864 | DAMPER,VIBRATION,TRANSMISSION LINE | Stockbridge, 4D20, Cricket, 30/7/2.50 ACSR/AC, ETS 11-09-01 | Line Hardware
000104643 | DAMPER,VIBRATION,TRANSMISSION LINE | Bird/Swan Flight Diverter, Conductor Dia Range 6.35mm to 8.29mm | Line Hardware
002401333 | DAMPER,VIBRATION,TRANSMISSION LINE | Bird/Swan Flight Diverter, Orange Vibration Damper, Conductor Dia Range 4.4mm to 6.3mm (P50) | Line Hardware
002426856 | DAMPER,VIBRATION,TRANSMISSION LINE | Stockbridge, Cherry, 6/4.75 + 7/1.60 ACSR/GZ, to ETS 11-09-01 | Line Hardware
002419497 | DAMPER,VIBRATION,TRANSMISSION LINE | Stockbridge Type, Banana, 6/1//3.75 ACSR/GZ, ETS 11-09-01 | Line Hardware
002492403 | DAMPER,VIBRATION,TRANSMISSION LINE | Stockbridge Type, Clamp Size 15.5-20.0mm | Subtransmission
002407134 | DAMPER,VIBRATION,TRANSMISSION LINE | Stockbridge Type, GRAPE, 30/7/2.5 ACSR/GZ, Low Freq, ETS 2005/037/T (SLT) | Subtransmission
002407140 | DAMPER,VIBRATION,TRANSMISSION LINE | Spiral Type, 7/2.75 SC/GZ, ETS 2005/037/T (SLT) | Subtransmission
002407130 | DAMPER,VIBRATION,TRANSMISSION LINE | Stockbridge Type, DB0.5, OXYGEN, High Freq | Subtransmission
002407129 | DAMPER,VIBRATION,TRANSMISSION LINE | Stockbridge Type, Oxygen, 19/4.75 AAAC 1120, ETS 11-09-01 (scm) | Line Hardware
002407132 | DAMPER,VIBRATION,TRANSMISSION LINE | Dogbone/Stockbridge Type, for Venus, Sulphur, Silicon, Topaz, Olive & Paw Paw Cable, AAC AAAC ACSR, 31 to 34mm Clamp Dia Range | Line Hardware
002407131 | DAMPER,VIBRATION,TRANSMISSION LINE | Dogbone/Stockbridge Type, for Uranus, Spinel, Selenium & Orange Cable, AAC AAAC & ACSR, 27.1 to 31.0mm Clamp Dia Range, Box of 6 | Line Hardware
002407139 | DAMPER,VIBRATION,TRANSMISSION LINE | Stockbridge Type, OPGW, 14.0 mm with Structural Rods, ETS 11-09-01 | Line Hardware
002407138 | DAMPER,VIBRATION,TRANSMISSION LINE | Stockbridge Type, OPGW, 11.4mm with Structural Rods, ETS 11-09-01 | Line Hardware
002454916 | DAMPER,VIBRATION,TRANSMISSION LINE | Stockbridge, 4D30, Cricket, 30/7/2.50 ACSR/AC, ETS 11-09-01 | Subtransmission
002403599 | DAMPER,VIBRATION,TRANSMISSION LINE | Stockbridge Type, to suit 19/3.25 AAAC Krypton Conductor | Insulator
002407135 | DAMPER,VIBRATION,TRANSMISSION LINE | Stockbridge Type, Lime, 30/7/3.5 ACSR/GZ, ETS 11-09-01 | Subtransmission
000417604 | DAMPER,VIBRATION,TRANSMISSION LINE | Spiral Vibration, 3/4/1.75 ACSR/GZ, 4/3/.074 ACSR/GZ (Imp), 3/2.75 SC/GZ, 3/2.75 SC/AC, Colour Code Red (P25)(scm) | Line Hardware
000417558 | DAMPER,VIBRATION,TRANSMISSION LINE | Spiral Vibration, 7/4.50 AAC, 7/4.75 AAC, 6/1/.161 ACSR/GZ (Imp), 6/4.75+7/1.60 ACSR/GZ, 7/4.75 AAAC, Colour Code Yellow (P25) (scm) | Line Hardware
000417523 | DAMPER,VIBRATION,TRANSMISSION LINE | Spiral Vibration, 7/3.00 AAC & AAAC, 7/3.75 AAC & AAAC, 7/.134 AAC, 4/3/3.00 ACSR/GZ, 6/1/3.00 ACSR/GZ, 3/4/.134 ACSR/GZ (Imp), 6/1/3.75 ACSR/GZ | Line Hardware
000417515 | DAMPER,VIBRATION,TRANSMISSION LINE | Spiral Vibration, 3/4/2.50 ACSR/GZ, 3/4/0.93 ACSR/GZ (Imp), 6/1/2.50 ACSR/GZ Colour Code Blue (P25) (scm) | Line Hardware
000104522 | DAMPER,VIBRATION,TRANSMISSION LINE | Spiral Vibration, Green, Short/Long Span, ADSS 36/48/96 Optical Fibre Cable, 14.3-19.3 Dia (scm) | Line Hardware
000104195 | DAMPER,VIBRATION,TRANSMISSION LINE | Spiral Vibration, 19/3.75 AAC, Pluto, Colour Code Green (P8) (scm) | Line Hardware
000104644 | DAMPER,VIBRATION,TRANSMISSION LINE | Bird/Swan Flight Diverter, Conductor Dia Range 8.30mm to 11.74mm, White | Line Hardware
002407127 | DAMPER,VIBRATION,TRANSMISSION LINE | Stockbridge Type, Nitrogen, 37/3.00 AAAC 1120, ETS 11-09-01 | Line Hardware
002407088 | DECAL | ASBESTOS WARNING, 60 x 150mm | Signs
002496214 | DEFIBRILLATOR | Phillips HeartStart FRx Defibrillator, AED c/w M5070A Battery, SMART Pads II, Ready Shave Pack, Carry Case, 6 x 18 x 22cm, for Field use | HS & PPE
002443166 | DEGREASER | Citra-Force Concentrate, 750ml Spray Pack, Emulsifyable Solvent Cleaner, Pale Yellow, Mobile Liquid | PPE, Hardware & Tools
002403826 | DEODORANT,GENERAL PURPOSE | Enviroclean Tablets, Biodegradable Toilet Blocks, 10kg Container | General
002427151 | DESCENDER | Controlled Descend Device, Rated for 2 Person use, suit 11mm Kernmantle Rope | PPE, Hardware & Tools
000003924 | DESICCANT KIT | Desiccant Conversion Kit, Bottom to Top Style c/w Double Ring, Double O-ring, Grease, Desiccant Contrainer & Bags, for ABB EDF SK1-1 CB | Substation
002491405 | DESICCANT KIT | Dessicant, suit GE HYpact | Substation
000005034 | DESICCANT KIT | Desiccant Conversion Kit, Top Mounted Style, for ABB EDF SK1-1 CB | Substation
002491439 | DESICCANT KIT | Dessicant, suit GL309, GL312, GL314, DT1 72.5, DT1 145 | Substation
002434835 | DETECTOR,VOLTAGE | Tester Proximity Volt Stick, Blue, 50V, Visual/Audible, Non-contact, Min of Cat III | PPE, Hardware & Tools
002442572 | DETECTOR,VOLTAGE | Capacitive, Proving De-engergised, HV Cable Boxes with Capacitive Test Points | Hardware & Tools
000022914 | DETECTOR,VOLTAGE | VDS Type, Replacement Test Point/Phase Out Indicators, 4mm Voltage Indication Sockets, 146 x 30mm, for ABB Safelink RMU | Protection
002406872 | DETECTOR,VOLTAGE | Fameca TAG, HV Tester, 11/66kV, Outdoor Kit, Audible/Visual Indication, Universal Sunrise Fitting in Carry Case c/w Hook & Probe, TS RSE04 | Hardware & Tools
000105016 | DETECTOR,VOLTAGE | HV Tester, 11/66kV, Indoor/Outdoor Kit, Audible/Visual Indication, Universal Sunrise Fitting in Carry Case c/w Full Range of Adapters, ETS RSE04 | Hardware & Tools
002430502 | DETECTOR,VOLTAGE | Hand Held, Safe to Approach & Touch Test (GLM Mini SWER & Pole Tester) (scm) | Hardware & Tools
000019201 | DETECTOR,VOLTAGE | Tag330, Single Voltage Range, 110-330kV, Audible/Visual Indication, Universal Sunrise Fitting in Carry Case, c/w Hook & Probe | Hardware & Tools
002443265 | DETERGENT,GENERAL PURPOSE | Boom Wash, FGW-640 Detergent, 5 Gal Drum | Hardware & Tools
002406719 | DETERGENT,GENERAL PURPOSE | Degreaser, Power Clean, 15L Drum | Hardware & Tools
000030408 | DEVICE,OIL SAMPLE | Fit to Oil Tank Sampling Point/Valve, suit all Crompton Greaves Instrument VT & CT Transformers | Substation Accessories
000105443 | DIE,COMPRESSION | Hex Crimp, 12T, Engraved 13.2mm A/F Al | Tools & Equipment
002402793 | DIE,COMPRESSION | Hex, 12T, 30.3mm A/F Al | Hardware & Tools
002402784 | DIE,COMPRESSION | Hex, 12T, 19.3mm A/F Cu | Hardware & Tools
002402782 | DIE,COMPRESSION | Hex, 12T, 16.5mm A/F Cu | Hardware & Tools
002402780 | DIE,COMPRESSION | Hex, 12T, 13.0mm A/F Cu | Hardware & Tools
002402774 | DIE,COMPRESSION | Hex, 12T, 5.7mm A/F Cu | Hardware & Tools
000105451 | DIE,COMPRESSION | Hex Crimp, 12T, Engraved 17.3mm A/F ABC | Hardware & Tools
000105450 | DIE,COMPRESSION | Hex Crimp, 12T, Engraved 14.0mm A/F ABC | Hardware & Tools
000105448 | DIE,COMPRESSION | Hex Crimp, 12T, Engraved 26.2mm A/F Al | Hardware & Tools
002486082 | DIE,COMPRESSION | Hex, 6T, 17.3mm A/F Al, 95-120mm2, 12.0mm W | Hardware & Tools
002421477 | DIE,COMPRESSION | Hex Crimp, 12T, Engraved 7.5mm A/F Steel (scm) | Hardware & Tools
002421469 | DIE,COMPRESSION | Hex Crimp, 12T, Engraved 9.5mm A/F Steel (scm) | Hardware & Tools
000105444 | DIE,COMPRESSION | Hex Crimp, 12T, Engraved 14.0mm A/F Al | Hardware & Tools
000104622 | DIE,COMPRESSION | Hex Crimp, 7.5mm A/F, Suit Cu Screen for Triplex Cable | Hardware & Tools
002489516 | DIE,COMPRESSION | BEKU 5T Die Set, 10-16, 25-35, 50-70, 95-120. 150, 185, 240mm2 | Hardware & Tools
002402775 | DIE,COMPRESSION | Hex, 12T, 6.3mm A/F Cu | Hardware & Tools
000105447 | DIE,COMPRESSION | Hex Crimp, 12T, Engraved 22.0mm A/F Al | Hardware & Tools
002402777 | DIE,COMPRESSION | Hex, 12T, 9.2mm A/F Cu | Hardware & Tools
002402776 | DIE,COMPRESSION | Hex, 12T, 7.7mm A/F Cu | Hardware & Tools
002458933 | DIE,COMPRESSION | Hex Crimp, 5T, Engraved 11.5mm A/F Cu, suit 70mm2 Lugs & Links | Hardware & Tools
002458925 | DIE,COMPRESSION | Hex Crimp, 5T, Engraved 10.4mm A/F Cu, suit 50mm2 Lugs & Links & 7/.104 FT Cu Sleeves | Hardware & Tools
000104621 | DIE,COMPRESSION | Hex Crimp, 14mm A/F, suit Cu Screen, for Triplex Cable | Hardware & Tools
000105452 | DIE,COMPRESSION | Hex Crimp, 12T, Engraved 21.5mm A/F ABC | Hardware & Tools
000105441 | DIE,COMPRESSION | Hex Crimp, 12T, Engraved 9.0mm A/F Al | Hardware & Tools
000105445 | DIE,COMPRESSION | Hex Crimp, 12T, Engraved 17.3mm A/F Al | Hardware & Tools
000105446 | DIE,COMPRESSION | Hex Crimp, 12T, Engraved 18.0mm A/F Al | Hardware & Tools
002402779 | DIE,COMPRESSION | Hex, 12T, 11.5mm A/F Cu | Hardware & Tools
000105455 | DIE,COMPRESSION | Hex Crimp, 5T, Engraved 21.5mm A/F ABC | Hardware & Tools
000104436 | DIE,COMPRESSION | Crimp for 4 Core 120mm Sector Cable | Tools & Equipment
000104619 | DIE,COMPRESSION | Hex Crimp, 12.7mm A/F, Suit Cu Screen for Triplex Cable | Hardware & Tools
000105454 | DIE,COMPRESSION | Hex Crimp, 5T, Engraved 17.3mm A/F Al, ABC | Hardware & Tools
002458941 | DIE,COMPRESSION | Hex Crimp, 5T, Engraved 16.5mm A/F Cu, suit 120mm2 Lugs & Links | Hardware & Tools
002459402 | DIE,COMPRESSION | Hex Crimp, 5T, Engraved 14.2mm A/F Cu, suit 95mm2 Cu Lugs & Links | Hardware & Tools
000105453 | DIE,COMPRESSION | Hex Crimp, 5T, Engraved 14.0mm A/F Al, ABC | Hardware & Tools
002458321 | DIE,COMPRESSION | Hex Crimp, 12T, Engraved 21.5mm A/F, 18mm W (scm) | Hardware & Tools
000104437 | DIE,COMPRESSION | Crimp for 3 & 4 Core 120mm Sector Cable | Hardware & Tools
002458958 | DIE,COMPRESSION | Hex Crimp, 5T, Engraved 20.0mm A/F, suit 185mm2 Lugs & Links | Hardware & Tools
002455442 | DIE,COMPRESSION | Hex Crimp, 12T, Engraved 6.8mm A/F Steel, Dwg WB-1029093-01-0B (scm) | Hardware & Tools
000105449 | DIE,COMPRESSION | Hex Crimp, 12T, Engraved 28.4mm A/F Al | Hardware & Tools
002402785 | DIE,COMPRESSION | Hex, 12T, 23.1mm A/F Cu | Hardware & Tools
000104384 | DIE,COMPRESSION | Hex, 12T, 20.0mm A/F Cu | Hardware & Tools
002402783 | DIE,COMPRESSION | Hex, 12T, 18.3mm A/F Cu | Hardware & Tools
002402781 | DIE,COMPRESSION | Hex, 12T, 14.2mm A/F Cu | Hardware & Tools
002402778 | DIE,COMPRESSION | Hex, 12T, 10.4mm A/F Cu | Hardware & Tools
002458917 | DIE,COMPRESSION | Hex Crimp, 5T, Engraved 9.2mm A/F Cu, suit 35mm2 Lugs & Links | Hardware & Tools
002458909 | DIE,COMPRESSION | Hex Crimp, 5T, Engraved 7.7mm A/F Cu, suit 25mm2 Lugs & Links & 7/.080 FT Cu Sleeves | Hardware & Tools
002458891 | DIE,COMPRESSION | Hex Crimp, 5T, Engraved 6.3mm A/F Cu, suit 16mm2 Lugs & Links & 7/0.64, 7/1.70 FT Cu Sleeves | Hardware & Tools
002486074 | DIE,COMPRESSION | Hex, 6T, 9mm A/F Al, 10-35mm2, 12.0mm W | Hardware & Tools
002458685 | DIE,COMPRESSION | Hex Crimp, 12T, Engraved 24.9mm A/F Al, Dwg WB-1029093-01-0B | Hardware & Tools
002403604 | DIE,COMPRESSION | Crimping Tool, suit 35-70mm2 Cu Cables & C Type Connector used with Standard 12T Crimping Tool | Hardware & Tools
002491363 | DIE,CRIMPING TOOL | Compression, Hex, 6T, 17.3mm A/F, ABC 35-70mm2, 9.0mm W | Hardware & Tools
002490852 | DIE,CRIMPING TOOL | Compression, 12T, "6" Profile, CEC15035 Copper Connector, 95-120mm2 | Hardware & Tools
002491314 | DIE,CRIMPING TOOL | Compression, Hex, 6T, 10.4mm A/F, Cu 50mm2, 9.0mm W | Hardware & Tools
000021972 | DIE,CRIMPING TOOL | Compression, Hex 6T, 14mm A/F Al, 25mm2 LV ABC | Hardware & Tools
002491280 | DIE,CRIMPING TOOL | Compression, Hex, 6T, 6.3mm A/F, Cu 16mm2, 6.0mm W | Hardware & Tools
002491348 | DIE,CRIMPING TOOL | Compression, Hex, 6T, 16.5mm A/F, Cu 120mm2, 6.0mm W | Hardware & Tools
002491355 | DIE,CRIMPING TOOL | Compression, Hex, 6T, 20.0mm A/F, Cu 185mm2, 5.0mm W | Hardware & Tools
002491371 | DIE,CRIMPING TOOL | Compression, Hex, 6T, 21.5mm A/F, ABC 95-120mm2, 9.0mm W | Hardware & Tools
002491322 | DIE,CRIMPING TOOL | Compression, Hex, 6T, 11.5mm A/F, Cu 70mm2, 9.0mm W | Hardware & Tools
002491306 | DIE,CRIMPING TOOL | Compression, Hex, 6T, 9.2mm A/F, Cu 35mm2, 10.0mm W | Hardware & Tools
002491298 | DIE,CRIMPING TOOL | Compression, Hex, 6T, 7.7mm A/F, Cu 25mm2, 10.0mm W | Hardware & Tools
002491330 | DIE,CRIMPING TOOL | Compression, Hex, 6T, 14.2mm A/F, Cu 95mm2, 6.0mm W | Hardware & Tools
002458255 | DIESEL FUEL | Amplify Diesel HD for Bedourie Power Station | P/Stn Fuel
002458313 | DIESEL FUEL | Amplify Diesel HD for Windorah Power Station | P/Stn Fuel
002458305 | DIESEL FUEL | Amplify Diesel HD for Jundah Power Station | P/Stn Fuel
002458271 | DIESEL FUEL | Amplify Diesel HD for Burketown Power Station | P/Stn Fuel
002462604 | DIESEL FUEL | Amplify Diesel HD for Coen Power Station | P/Stn Fuel
000104171 | DIESEL FUEL | Industrial Distillate, Jundah | P/Stn Fuel
002404693 | DIESEL FUEL | Power Station Remote, Hammond | P/Stn Fuel
002404698 | DIESEL FUEL | Power Station Remote, Gununa | P/Stn Fuel
002404692 | DIESEL FUEL | Power Station Remote, Doomadgee | P/Stn Fuel
002404691 | DIESEL FUEL | Power Station Remote, Dauan | P/Stn Fuel
002404690 | DIESEL FUEL | Power Station Remote, Darnley | P/Stn Fuel
002404682 | DIESEL FUEL | Power Station Remote, Coen | P/Stn Fuel
002404689 | DIESEL FUEL | Power Station Remote, Coconut | P/Stn Fuel
002402437 | DIESEL FUEL | Industrial Distillate, Camooweal, Power Generation | P/Stn Fuel
002402433 | DIESEL FUEL | Industrial Distillate, Dajarra, Power Generation | P/Stn Fuel
002404706 | DIESEL FUEL | Power Station Remote, Yorke | P/Stn Fuel
002404705 | DIESEL FUEL | Power Station Remote, Yam | P/Stn Fuel
000104170 | DIESEL FUEL | Industrial Distillate, Windorah | P/Stn Fuel
002404684 | DIESEL FUEL | Power Station Remote, Wasaga | P/Stn Fuel
002404704 | DIESEL FUEL | Power Station Remote, Warraber | P/Stn Fuel
002404683 | DIESEL FUEL | Power Station Remote, Thursday Island | P/Stn Fuel
002404703 | DIESEL FUEL | Power Station Remote, Stephen | P/Stn Fuel
002404702 | DIESEL FUEL | Power Station Remote, Saibai | P/Stn Fuel
000104150 | DIESEL FUEL | Power Station Remote, Thursday Island, Heavy, F228 | P/Stn Fuel
000104183 | DIESEL FUEL | Industrial Distillate, Kajabbi | P/Stn Fuel
002404701 | DIESEL FUEL | Power Station Remote, Pormpuraaw | P/Stn Fuel
002404700 | DIESEL FUEL | Power Station Remote, Palm Island | P/Stn Fuel
002404699 | DIESEL FUEL | Power Station Remote, Murray | P/Stn Fuel
002404707 | DIESEL FUEL | Power Station Remote, Mapoon | P/Stn Fuel
002404697 | DIESEL FUEL | Power Station Remote, Mabuiag | P/Stn Fuel
002404696 | DIESEL FUEL | Power Station Remote, Lockhart | P/Stn Fuel
002404695 | DIESEL FUEL | Power Station Remote, Kubin | P/Stn Fuel
002404694 | DIESEL FUEL | Power Station Remote, Kowanyama | P/Stn Fuel
002402438 | DIESEL FUEL | Industrial Distillate, Burketown, Power Generation | P/Stn Fuel
002402436 | DIESEL FUEL | Industrial Distillate, Boulia, Power Generation | P/Stn Fuel
002404688 | DIESEL FUEL | Power Station Remote, Boigu | P/Stn Fuel
000104172 | DIESEL FUEL | Industrial Distillate, Birdsville | P/Stn Fuel
000104173 | DIESEL FUEL | Industrial Distillate, Bedourie | P/Stn Fuel
002404687 | DIESEL FUEL | Power Station Remote, Bamaga | P/Stn Fuel
002404686 | DIESEL FUEL | Power Station Remote, Badu | P/Stn Fuel
002404685 | DIESEL FUEL | Power Station Remote, Aurukun | P/Stn Fuel
002462620 | DIESEL FUEL | Amplify Diesel HD for Pormpuraaw Power Station | P/Stn Fuel
002462612 | DIESEL FUEL | Amplify Diesel HD for Kowanyama Power Station | P/Stn Fuel
002407003 | DIESEL FUEL | Power Station Remote, Cooktown | P/Stn Fuel
002452647 | DIESEL FUEL | Amplify Diesel HD for Boulia Power Station | P/Stn Fuel
002458289 | DIESEL FUEL | Amplify Diesel HD for Camooweal Power Station | P/Stn Fuel
002458297 | DIESEL FUEL | Amplify Diesel HD for Doomadgee Power Station | P/Stn Fuel
002458263 | DIESEL FUEL | Amplify Diesel HD for Birdsville Power Station | P/Stn Fuel
002473569 | DIFFUSER,LIGHT | Visor Glare Shield, Rear, for StreetLED MkII & MkIII (scm) | Street Lights
002473536 | DIFFUSER,LIGHT | Visor Semi Cut-Off Replacement, for StreetLED MkII & MkIII (scm) | Street Lights
000104248 | DIFFUSER,LIGHT | Acrylic, High Temperature, to suit Sylvania "Roadster" Normal Streetlight, Major Road, 400 Watt | Street Lights
002401934 | DIFFUSER,LIGHT | Acrylic,B162 Refractor to suit GTE 400W MV & 400W HPS Unit c/w Hinges & Clips (P10) | Street Lights
000104247 | DIFFUSER,LIGHT | Toughened Glass, to suit Sylvania Roadstar Aeroscreen Streetlight (Major Road) 100, 150, 250 & 400 Watt, Cat No PR00002 | Street Lights
002473544 | DIFFUSER,LIGHT | Visor Aeroscreen Replacement, for StreetLED MkII & MkIII (scm) | Street Lights
001111568 | DIFFUSER,LIGHT | Acrylic, to suit GEC Optispec Luminaire 250/400 Watt ( OPCAB ) | Street Lights
002405833 | DIFFUSER,LIGHT | Toughened Glass, to suit Sylvania URBAN MAXI suits Aeroscreen Luminaire Unit 70 WHPS (P10) | Street Lights
002473551 | DIFFUSER,LIGHT | Visor Pathway, Glare Shield, Front+Rear, for StreetLED MkII & MkIII (scm) | Street Lights
002493146 | DIFFUSER,LIGHT | Visor Glare Shield, Front, for StreetLED MkII & MkIII | Street Lights
000104246 | DIFFUSER,LIGHT | Acrylic, to suit Sylvania "Roadster" Normal Streetlight (Major Road) 100, 150 & 250 Watt, Cat No PR 00000 (P10) | Street Lights
002433233 | DIFFUSER,LIGHT | Plastic, to Suit Sylvania Suburban MV 50, 80W & HPS 70W, Minor Road Luminaires (P10) | Street Lights
002475515 | DIFFUSER,LIGHT | Visor Cut-Of Impact Protection, Rating IK10, for StreetLED MkII & MkIII (scm) | Street Lights
002475507 | DIFFUSER,LIGHT | Visor Semi Cut-Of Impact Protection, Rating IK10, for StreetLED MkII & MkIII (scm) | Street Lights
001138095 | DIFFUSER,LIGHT | Acrylic, to suit Nostalgia Streetlight Part No. L00000 (P10) | Street Lights
002473577 | DIFFUSER,LIGHT | Visor Glare Shield, 360 Deg, for StreetLED MkII & MkIII (scm) | Street Lights
002463388 | DIODE | T30 Diode Kit, Hino JO8 Electrical Parts | Remote Generation
002473130 | DISCONNECTOR,HIGH VOLTAGE | 12kV, 1600A, 16kA/1Sec, Manual Operation, EESS-10724-01 | Substation
002473171 | DISCONNECTOR,HIGH VOLTAGE | 36kV, 1600A, 31.5kA/3Sec, Manual Operation, EESS-10724-01 | Substation
002473205 | DISCONNECTOR,HIGH VOLTAGE | 36kV, 2500A, 31.5kA/3Sec, Motorised Operation, EESS-10724-01 | Substation
002473213 | DISCONNECTOR,HIGH VOLTAGE | 36kV, 31.5kA/3Sec, LHS Earth Switch, EESS-10724-01 | Substation
002473197 | DISCONNECTOR,HIGH VOLTAGE | 36kV, 2500A, 31.5kA/3Sec, Manual Operation, EESS-10724-01 | Substation
002473189 | DISCONNECTOR,HIGH VOLTAGE | 36kV, 1600A, 31.5kA/3Sec, Motorised Operation, EESS-10724-01 | Substation
002473239 | DISCONNECTOR,HIGH VOLTAGE | 36kV, Low Structure only, EESS-10724-01 | Substation
002473379 | DISCONNECTOR,HIGH VOLTAGE | 245kV, 1250A, 25kA/3Sec, Motorised Operation, EESS-10724-01 | Substation
000023517 | DISCONNECTOR,HIGH VOLTAGE | Bus Tee Off Unit, 36kV, 2000A, 31.5kA, 2000A Bus, Metal Enclosed Fixed Switchgear & Control Gear Assy, suit connection to either end of the 36kV Bus | Switchgear Substation
000023510 | DISCONNECTOR,HIGH VOLTAGE | Bus Tee Off Unit, 36kV, 1600A, 31.5kA, 1600A Bus, Metal Enclosed Fixed Switchgear & Control Gear Assy c/w Fault Make Bus Earth Switch | Switchgear Substation
000023503 | DISCONNECTOR,HIGH VOLTAGE | Bus Tee Off Unit, 36kV, 800A, 31.5kA, 1250A Bus, Metal Enclosed Fixed Switchgear & Control Gear Assy c/w Fault Make Bus Earth Switch | Switchgear Substation
002473395 | DISCONNECTOR,HIGH VOLTAGE | 245kV, 25kA/3Sec, RHS Earth Switch, EESS-10724-01 | Substation
002473221 | DISCONNECTOR,HIGH VOLTAGE | 36kV, 31.5kA/3Sec, RHS Earth Switch, EESS-10724-01 | Substation
002473411 | DISCONNECTOR,HIGH VOLTAGE | 245kV, High Structure only, EESS-10724-01 | Substation
002473403 | DISCONNECTOR,HIGH VOLTAGE | 245kV, Low Structure only, EESS-10724-01 | Substation
002477123 | DISCONNECTOR,HIGH VOLTAGE | 36kV 630A, PR3, Disconnector c/w Flicker Arcing Horns, NGK Dwg 69120SA1ER | Substation
002483188 | DISCONNECTOR,HIGH VOLTAGE | 12kV, Structure only, suit 700mm Centres Switch, EESS-10724-01, Dwg 975232-03 | Substation
002482560 | DISCONNECTOR,HIGH VOLTAGE | 12kV, 16kA/1Sec, RHS Earth Switch, use with 700mm Centre Disconnector, EESS-10724-01, Dwg 975231-07 | Substation
002482552 | DISCONNECTOR,HIGH VOLTAGE | 12kV, 16kA/1Sec, LHS Earth Switch, use with 700mm Centre Disconnector, EESS-10724-01, Dwg 975231-06 | Substation
002482545 | DISCONNECTOR,HIGH VOLTAGE | 12kV, 1600A, 16kA/1Sec, 700mm Centres, Manual Operation, EESS-10724-01, Dwg 975231-05 | Substation
002473361 | DISCONNECTOR,HIGH VOLTAGE | 145kV, High Structure only, EESS-10724-01 | Substation
002473163 | DISCONNECTOR,HIGH VOLTAGE | 12kV, Structure only, EESS-10724-01 | Substation
002473155 | DISCONNECTOR,HIGH VOLTAGE | 12kV, 16kA/1Sec, RHS Earth Switch, EESS-10724-01 | Substation
002473148 | DISCONNECTOR,HIGH VOLTAGE | 12kV, 16kA/1Sec, LHS Earth Switch, EESS-10724-01 | Substation
002473387 | DISCONNECTOR,HIGH VOLTAGE | 245kV, 25kA/3Sec, LHS Earth Switch, EESS-10724-01 | Substation
002473353 | DISCONNECTOR,HIGH VOLTAGE | 145kV, Low Structure only, EESS-10724-01 | Substation
002473346 | DISCONNECTOR,HIGH VOLTAGE | 145kV, 40kA/1Sec, RHS Earth Switch, EESS-10724-01 | Substation
002473338 | DISCONNECTOR,HIGH VOLTAGE | 145kV, 40kA/1Sec, LHS Earth Switch, EESS-10724-01 | Substation
002473320 | DISCONNECTOR,HIGH VOLTAGE | 145kV, 1600A, 40kA/1Sec, Motorised Operation, EESS-10724-01 | Substation
002473312 | DISCONNECTOR,HIGH VOLTAGE | 145kV, 1600A, 40kA/1Sec, Manual Operation, EESS-10724-01 | Substation
002473304 | DISCONNECTOR,HIGH VOLTAGE | 72.5kV, High Structure only, EESS-10724-01 | Substation
002473296 | DISCONNECTOR,HIGH VOLTAGE | 72.5kV, Low Structure only, EESS-10724-01 | Substation
002473288 | DISCONNECTOR,HIGH VOLTAGE | 72.5kV, 25kA/3Sec, RHS Earth Switch, EESS-10724-01 | Substation
002473270 | DISCONNECTOR,HIGH VOLTAGE | 72.5kV, 25kA/3Sec, LHS Earth Switch, EESS-10724-01 | Substation
002473262 | DISCONNECTOR,HIGH VOLTAGE | 72.5kV, 1250A, 25kA/3Sec, Motorised Operation, EESS-10724-01 | Substation
002473254 | DISCONNECTOR,HIGH VOLTAGE | 72.5kV, 1250A, 25kA/3Sec, Manual Operation, EESS-10724-01 | Substation
002473247 | DISCONNECTOR,HIGH VOLTAGE | 36kV, High Structure only, EESS-10724-01 | Substation
002478923 | DISINFECTANT,GENERAL PURPOSE | SaniSurface, Disinfectant Surface Spray, 750ml Trigger Spray Bottle | HS & PPE
000003297 | DISK DRIVE UNIT,MAGNETIC | Data Acquisition Systems Hard Drive, St George STATCOM | Substation Accessories
000024164 | DISK,ABRASIVE | 125mm Zirconia Flap Disc, 80 Grit | Tools & Equipment
002488351 | DISK,RUPTURE | Overpressure Rupture Disk, suit GE F35-145kV GIS | Switchgear Substation
002425841 | DISPENSER | Stay Wire, Truck/Floor Mounted | Tools & Equipment
002422541 | DISPENSER,DRINKING WATER | 2L Bladder, Hydration Backpack, Portable Personal Fluid System | Hardware & Tools
002403250 | DISPENSER,DRINKING WATER | 5L Container, Plastic, Alpine c/w Tap | PPE, Hardware & Tools
002403251 | DISPENSER,DRINKING WATER | 10L Container, Plastic, Alpine c/w Tap | PPE, Hardware & Tools
002403204 | DISPENSER,HAND CLEANER | Barrier Cream, Hand Cleaner & Sanitiser | General
000018468 | DISPENSER,HAND CLEANER | Vario Type; Wall MTG; u/w Stockhausen Products, stock codes 16138,16139 and 16140; | PPE, Hardware & Tools
002405338 | DISPENSER,HAND CLEANER | 750ml, Grease Grabber (Only for use with 2406038 disposable cartridge) | General
000023331 | DISPENSER,PALLET WRAP | Stretch Film Bundling Dispenser, 38mm Core, PVC Applicator, for 100mm Bundling Wrap | General Hardware
002494581 | DISPLAY UNIT | LG Monitor, 23.8" FHD 1920 x 1080 IPS Display, 19VDC Input Supply, HDMI Input, No Audio, No Headphone Out, Desk Stand & VESA Mount, NOT FOR OFFICE USE | Communications
002489599 | DISPLAY UNIT | Murphy PV380-R2, 3.8" QVGA Monochrome LCD, 6-36VDC, 3.6-120VAC, 2-1000Hz, 500mA, Canbus Engine Display | Remote Generation
002443596 | DISTRIBUTION BOX | Rittal 19" Panel Mounted Energy-Box, RAL 7035, DK 3U for DIN 43880 Components 22HP Max Capacity, UL94-V0 Plastic Cover c/w Extension Cover, CB not incl | Communications
000017489 | DOOR,ACCESS | Temporary Replacement Door, 350 x 110mm Nom, Al, Access Steel Streetlight Pole, suit Minor Road Streetlight Poles & Estate Poles | Street Lights
000017490 | DOOR,ACCESS | Temporary Replacement Door, 500 x 155mm Nom, Al, Access Steel Streetlight Pole, suit Major Road Streetlight Poles & Estate Poles | Street Lights
000004156 | DOOR,ACCESS | Mesh Door, Rear, Bi-Fold, RA5, 45U x 800mm | Fabricated Metalware
000004155 | DOOR,ACCESS | Mesh Door, Rear, Bi-Fold, suit RA1, 48RU, 800mm | Fabricated Metalware
000004154 | DOOR,ACCESS | Mesh Door, Front, FA2, 45U x 800mm | Fabricated Metalware
000004153 | DOOR,ACCESS | Mesh Door, Front, suit FA1, 48RU, 800mm | Fabricated Metalware
002484194 | DRIFTPIN | Locating Pin, Sunrise Attachment (Live Line Tools) | Tools & Equipment
000024187 | DRILL | Milwaukee, 18V Hammer Drill, M18 Fuel Rotary, 3-Mode, Skin Only | Hardware & Tools
002423002 | DRILL BIT,STEP | 4 - 32mm Size Range, Single Flute, TiNi High Speed Steel | Hardware & Tools
002444347 | DRILL BIT,STEP | 6 - 38mm Size Range, Single Flute, TiNi High Speed Steel | Hardware & Tools
002422988 | DRILL BIT,STEP | 4 - 20mm Size Range, Single Flute, TiNi High Speed Steel | Hardware & Tools
002478113 | DRILL SET,TWIST | Milwaukee, 29 Piece Kit, 2mm to 13mm, 1/4" Quick Connect, Ti, 135 Deg Split Point Tip | Hardware & Tools
002476802 | DRILL,BATTERY | Handle for Milwaukee 18V Drill Model FPD | Hardware & Tools
002476810 | DRILL,BATTERY | Handle for Milwaukee 18V Drill Model FPD2 | Hardware & Tools
000105028 | DRILL,CENTRE | 1-3/4" Hex Drive, Extra Long Type, suit Post Hole Digger; comes with 2 x nuts and bolts. | Tools & Equipment
002234030 | DRILL,CENTRE | 1-3/4" Hex Drive, Standard Type, suit Post Hole Digger | Tools & Equipment
002406871 | DRILL,PORTABLE | Drilling Machine Capacity 13mm Steel, 36mm Wood, No Load Speed 600 RPM, 750W, Reversable | Tools & Equipment
000024740 | DRILL,PORTABLE | Milwaukee, M12 Fuel, 13mm Hammer Drill/ Driver, 12V, Brushless Motor, LED Light, Battery Level Gauge, Skin Only | Hardware & Tools
002488294 | DRILL,TWIST | Milwaukee Shockwave, Impact Hole Saw, 19mm (3/4") Thin Wall, 6mm (1/4") Quick Connect Hex Shank | Hardware & Tools
002488534 | DRILL,TWIST | Milwaukee Red Helix, Titanium, Hex Drill Bit, 5.5mm | Hardware & Tools
002488443 | DRILL,TWIST | Milwaukee Red Helix, Titanium, Hex Drill Bit, 2.5mm (P2) | Hardware & Tools
002488518 | DRILL,TWIST | Milwaukee Red Helix, Titanium, Hex Drill Bit, 4.8mm | Hardware & Tools
002488542 | DRILL,TWIST | Milwaukee Red Helix, Titanium, Hex Drill Bit, 6mm | Hardware & Tools
002488492 | DRILL,TWIST | Milwaukee Red Helix, Titanium, Hex Drill Bit, 4.2mm | Hardware & Tools
002488450 | DRILL,TWIST | Milwaukee Red Helix, Titanium, Hex Drill Bit, 3mm (P2) | Hardware & Tools
002488476 | DRILL,TWIST | Milwaukee Red Helix, Titanium, Hex Drill Bit, 3.5mm (P2) | Hardware & Tools
002488468 | DRILL,TWIST | Milwaukee Red Helix, Titanium, Hex Drill Bit, 3.2mm (P2) | Hardware & Tools
002488500 | DRILL,TWIST | Milwaukee Red Helix, Titanium, Hex Drill Bit, 4.5mm | Hardware & Tools
002488435 | DRILL,TWIST | Milwaukee Red Helix, Titanium, Hex Drill Bit, 2mm (P2) | Hardware & Tools
002488526 | DRILL,TWIST | Milwaukee Red Helix, Titanium, Hex Drill Bit, 5mm | Hardware & Tools
002488484 | DRILL,TWIST | Milwaukee Red Helix, Titanium, Hex Drill Bit, 4mm (P2) | Hardware & Tools
002493427 | DRILL-DRIVER,ELECTRIC,PORTABLE | Milwaukee, M12 Fuel, 1/4" Hex Impact Driver Quick Connect, 12V, Tri-LED Lighting, Tool Only | Hardware & Tools
000024741 | DRILL-HAMMER,ELECTRIC,PORTABLE | Hammer/Drill Driver, 18V Li-Ion, 13mm Keyless Chuck, Skin Only | Hardware & Tools
002403385 | DRIVE HEAD,EARTH ROD | Hand Drive Head, for 13mm Extendable Ground Rod, Average Drive (scm) | O/Head Line
002481828 | DRIVE POINT,EARTH ROD | 12.7mm Dia, ETS 01-08-01 Item 3 | O/Head Line
002481836 | DRIVE POINT,EARTH ROD | Star Type, 12.7mm Dia, ETS 01-08-01 Item 4 | O/Head Line
002433563 | DRIVE UNIT,HYDRAULIC | Rotator, suit 1.5T Cable Drum Stand, 200kg Line Pull, Diesel Engine, ETS RSE11 | Tools & Equipment
002433597 | DRIVE UNIT,HYDRAULIC | Rotator, suit 6.0T Cable Drum Stand, 500kg Line Pull, Petrol Engine, ETS RSE11, Dwg DA1401 | Tools & Equipment
002433589 | DRIVE UNIT,HYDRAULIC | Rotator, suit 6.0T Cable Drum Stand, 500kg Line Pull, Diesel Engine, ETS RSE11 | Tools & Equipment
002433571 | DRIVE UNIT,HYDRAULIC | Rotator, suit 1.5T Cable Drum Stand, 200kg Line Pull, Petrol Engine, ETS RSE11 | Tools & Equipment
000105074 | DRIVER,EARTH ROD | Driving Attachment to suit Kango Hammer, 12mm Driver, suits 13mm Cu Clad | Hardware & Tools
002486926 | DRIVER,EARTH ROD | Driving Attachment to suit SDS MAX Jack Hammer, 12mm Driver, suits 13mm Cu Clad | Hardware & Tools
002486637 | DRONE | DJI Mavic 3 + Flymore Kit, >250g, 75cm Landing Pad, Micro SD 128GB EVO Plus, Safety Carry Case, Energy Qld Skin | Electrical Test & Accsry Equip
002486629 | DRONE | DJI Mini 3 Pro + Flymore Kit, <250g, 55cm Landing Pad, Micro SD 128GB EVO Plus, 240V to USB-C Adaptor, Energy Qld Skin | Electrical Test & Accsry Equip
002494607 | DRONE | DJI Mini4 Pro Flymore Combo, <250g, SanDisk Extreme Pro microSD 128GB, EQL Skin, UGREEN Nexode 35W 2-port Fast charger, DJI RC Screen Protector | Electrical Test & Accsry Equip
002418812 | DRUM,SHIPPING & STORAGE | 60L, Plastic, Heritage Red, Labelled with White 25mm H, Stenciled Letters USED TRANSFORMER OIL and Ergon Energy Logo | Tools & Equipment
000003377 | DRYER,OIL | On-Line Transformer Oil, to remove moisture/water particles from Tx oil | Substation
000004496 | DUMMY FUSE LINK | Ferrule Type, 45A Fitting, 28mm Nom Lg, 13mm Nom Dia, Wood | Fuses
000019944 | DUMMY FUSE LINK | Non-Conductive, 55mm Lg, 20mm OD, LD PVC Conduit | Fuses
002474948 | DUNNAGE | 17-EWP FRP, 550 x 550 x 15mm c/w 2 Rope Handles Rhino Coated Yellow, Rated to 14.5 Tonne RWC | Tools & Equipment
002455137 | DUNNAGE | Crane Foot, 610 x 540 x 95mm, Orange Plastic c/w Dual Handle, Rated to 16 Tonne RWC, 11.4kg | Tools & Equipment
002474963 | DUNNAGE | Crane Borer FRP, 550 x 550 x 20mm c/w 2 Rope Handles Rhino Coated Orange, Rated to 21.5 Tonne RWC | Tools & Equipment
002434306 | DUNNAGE,TIMBER | Hardwood Packing, 1000 x 200 x 75mm, F14 Gde, Royal Species, Edges All Rounded Off, 200mm Ends Painted | Tools & Equipment
002478998 | DUPLEXER | P25, Hi Band VHF | Communications
000025414 | DUST GUARD,SPECTACLE | Unisafe Bark Hut Replacement Dust Guard, Protect against Dust & Flying Particles, suit Bark Hut Safety Glasses Range | PPE, Hardware & Tools
000025424 | DUST GUARD,SPECTACLE | Helios Clip-on/off Dust Guard, EVA Closed Cell Foam, Protect against Dust & Flying Particles, suit Helios Safety Glasses Range | PPE, Hardware & Tools
002454189 | DYNAMOMETER,ELECTRONIC | Tension Load Cell, 1000kg Capacity, 90 x 220mm, LCD Screen, IP65 | Hardware & Tools
002497113 | DYNAMOMETER,ELECTRONIC | Tractel Dynafor Industrial, 6.3t, Digital Load Cell | Hardware & Tools
002497105 | DYNAMOMETER,ELECTRONIC | Tractel Dynafor Industrial, 3.2t, Digital Load Cell | Hardware & Tools
002429785 | EARTH ASSEMBLY,STRINGING | Running Earth, 3mm - 40mm OD, to be used to Effectively Earth (Ground) Conductors being Installed or Removed Adjacent to Energised Lines | Hardware & Tools
002498251 | EARTH ASSEMBLY,STRINGING | Replacement Romind Snap-On Head, suit TMAC Earths | Tools & Equipment
000023405 | EARTH ROD DRIVER | Temporary Earth Rod Driver, Steel Const, Coated Rubber handles 16mm Dia SS Rod, 1600mm length | Tools & Equipment
000030372 | EARTHING,STIRRUP | Assembly, Earth Park Adaptor, suit Selenium 61/3.25 AAAC | Line Hardware
000030064 | EARTHING,STIRRUP | Assembly, suit Oxygen 19/4.75 AAAC | Line Hardware
000030066 | EARTHING,STIRRUP | Transverse Double, suit Sulphur 61/3.75 AAAC | Line Hardware
002440311 | EARTHING,STIRRUP | Triple Conductor Line Clamp, suit Neon/Pluto 19/3.75 | Line Hardware
002483162 | EARTHING,STIRRUP | Substation Earthing, suit 38.1mm OD Cu Pipe, Natural Finish | Line Hardware
002483170 | EARTHING,STIRRUP | Substation Earthing, suit 50.8mm OD Cu Pipe, Natural Finish | Line Hardware
002474286 | EARTHING,STIRRUP | Transverse Double, Conductor 26.3mm, 70mm Centre Spacing, Strirup Radius 50mm, Strirup 25.4mm | Line Hardware
002474278 | EARTHING,STIRRUP | Transverse Double, Conductor 26.3mm, 125mm Centre Spacing, Strirup Radius 50mm, Strirup 25.4mm | Line Hardware
000030069 | EARTHING,STIRRUP | Transverse Single, suit Sulphur 61/3.75 AAAC | Line Hardware
000030068 | EARTHING,STIRRUP | Transverse Single, suit Neon 19/3.75 AAAC | Line Hardware
000030067 | EARTHING,STIRRUP | Transverse Double, suit Oxygen 19/4.75 AAAC | Line Hardware
000030065 | EARTHING,STIRRUP | Assembly, Single Conductor Line Clamp, suit Venus/Sulphur 61/3.75 | Line Hardware
000030407 | EARTHING,STIRRUP | Assembly, Conductor Inline Clamps, suit Neon/Pluto 19/3.75 | Line Hardware
002433993 | ELECTRODE | S/Steel, 3xGround Earth Stakes, 350mm Lg Screw one end, 80mm T (or Angle) Top c/w Hole for 4mm Plug other end (for use in Earth Resistant Tester Kit IIN2433902) | Tools & Equipment
002465516 | ELECTRODE,WELDING | Weldskill 316L, S/Steel, 2.5mm, 2.5kg | Remote Generation
002492627 | ELECTROLYTE | Freezer Hydration Sqweeze Zero Pops, 5 Mixed Flavours, Sugar Free, Low Calorie, 90ml each, Pack of 10 | PPE, Hardware & Tools
002482115 | ELECTROLYTE | Freezer Hydration Sqweeze Pops, 5 Mixed Flavours, 90ml each, Pack of 10 | PPE, Hardware & Tools
002488245 | ELECTROLYTE DRINK | Sqwincher Fast Pack, Tropical Cooler, Low Sodium, Gluten Free, Caffeine Free, 18ml Sachet, add water to make 180ml Serving, Box of 50 | PPE, Hardware & Tools
002488260 | ELECTROLYTE DRINK | Sqwincher Fast Pack, Assorted Flavours, Low Sodium, Gluten Free, Caffeine Free, 18ml Sachet, add water to make 180ml Serving, Pack of 10 | PPE, Hardware & Tools
002488237 | ELECTROLYTE DRINK | Sqwincher Fast Pack, Orange, Low Sodium, Gluten Free, Caffeine Free, 18ml Sachet, add water to make 180ml Serving, Box of 50 | PPE, Hardware & Tools
002488229 | ELECTROLYTE DRINK | Sqwincher Fast Pack, Lemon Lime, Low Sodium, Gluten Free, Caffeine Free, 18ml Sachet, add water to make 180ml Serving, Box of 50 | PPE, Hardware & Tools
002488252 | ELECTROLYTE DRINK | Sqwincher Fast Pack, Wildberry, Low Sodium, Gluten Free, Caffeine Free, 18ml Sachet, add water to make 180ml Serving, Box of 50 | PPE, Hardware & Tools
000022521 | ELECTROLYTE POWDER | Beverage Mix, Orange, Low Joule, Low Sodium, Caffeine Free, Sugar Free, for Diabetics & Low Carb Consumers, 3g Sachet to be mixed into 600ml water(P10) | PPE, Hardware & Tools
000022523 | ELECTROLYTE POWDER | Beverage Mix, Lemon-Lime, Low Joule, Low Sodium, Caffeine Free, Sugar Free, for Diabetics & Low Carb Consumers, 3g Sachet to be mixed into 600ml water(P10) | PPE, Hardware & Tools
000022757 | ELECTROLYTE POWDER | Beverage Mix, Grape, Low Joule, Low Sodium, Caffeine Free, Sugar Free, for Diabetics & Low Carb Consumers, 3g Sachet to be mixed into 600ml water(P10) | PPE, Hardware & Tools
000025104 | ELECTROLYTE POWDER | Hydration Qwik Sticks, Mixed Flavours, Low Joule, Sugar Free, Carb Free, for Diabetics, 3g Stachet to be mixed into 600ml water (P10) | PPE, Hardware & Tools
000022758 | ELECTROLYTE POWDER | Beverage Mix, Mixed Berry, Low Joule, Low Sodium, Caffeine Free, Sugar Free, for Diabetics & Low Carb Consumers, 3g Sachet to be mixed into 600ml water(P10) | PPE, Hardware & Tools
002433522 | ELECTRONIC,PHASING DEVICE | Wireless Phasing Device, 11 - 132kV, Outdoor Kit w/Case | Hardware & Tools
002439347 | ELECTRONIC,PHASING DEVICE | Wireless, 11 - 33kV c/w Insulated Probe Extensions for Metal-clad Switchgear & Magnefix Spouts, ETS RSE04 | Hardware & Tools
002404199 | ENCLOSURE | 560 x 380 x 180, Large | U/G Equipment
002494466 | ENCLOSURE | Circuit Breaker Enclosure, DIN Rail Assy Mounting Cover, 240V/440V, 4 Pole, IP64 | Substation Batteries
002404200 | ENCLOSURE | 380 x 280 x 180, Small | U/G Equipment
002488278 | ENCLOSURE | MAS Wall Mount, 700 x 500 x 260mm, Mild Steel, Single Door, IP66, c/w Mounting Plate | Substation Accessories
002499093 | ENCLOSURE | for DC-DC Converter, 163 x 50.6 x 27.4mm 0.8mm Thk Steel, Silver | Communications
002480309 | ENCLOSURE | LV Outdoor Cubicle & Base, Weatherproof, 2105 x 1000 x 1920mm, Steel Base, Trench Cover, Bottom Entry/Exit, suit LV Board for 1000-1500kVA GT, Dwg ES002083-01 | U/G Equipment
002494490 | ENCLOSURE | Mounting Back Box, 1 Gang, Shallow, Square, 101 x 101 x 38mm, Grey, for Anderson Plug | Substation Batteries
002494458 | ENCLOSURE | Surface Enclosure, Double GPO Mounting Box, Rectangular, 20mm End Entries, 115mm, White | Substation Batteries
002483899 | ENCLOSURE | Double-walled Outdoor Housing, Pole Mtg c/w Double-bit Key no.5, 3mm Double-bit 41mm Lg Lock Insert & 27mm Lg Lock Insert | Communications
000030087 | ENCLOSURE,ELECTRICAL BOX | VT Marshalling Box, 700 x 500 x 250mm, S/Steel, IP56, Unistrut Mount, Al Gland Plate c/w Terminals, Fuse Holders, Legrand Vents, DD084 drain, Fabricated & | Substation Accessories
002499283 | ENCLOSURE,ELECTRICAL BOX | Outdoor, 800 x 1000 x 300mm, S/Steel, suit NCS BESS Interface Panel 1NC8 | Substation Batteries
002499309 | ENCLOSURE,ELECTRICAL BOX | Outdoor, 200 x 300 x 155mm, S/Steel, Padlockable Handle, suit NCS BESS Lock Box | Substation Batteries
002498343 | ENCLOSURE,ELECTRICAL BOX | Compact Enclosure, 600 x 600 x 250mm, Steel, IP66 | Communications
002462299 | ENCLOSURE,ELECTRICAL BOX | Power Quality Meter Poly Box 04 c/w Harting Plug, DIN Rail, 3x2A CBs, Wiring & Pole Bracket, Supplier to fit EDMI PQU PS110 Unit & 12VDC PSU suit Satellite | Meters
000022149 | ENCLOSURE,ELECTRICAL BOX | Pre-Wired Meter Enclosure 1-FDR-3P3W, 800mm H, 600mm W, 400mm D, Wired to Dwg MDS-560-A3, for Metering Operations | Meters
002499291 | ENCLOSURE,ELECTRICAL BOX | Outdoor, 800 x 1200 x 400mm, S/Steel, suit NCS BESS Security Panel 1NC1 | Substation Batteries
000030290 | ENCLOSURE,ELECTRICAL BOX | CT Marshalling Box, 700 x 800 x 250mm, S/Steel, IP56, Unistrut Mount, Al Gland Plate c/w Terminals, Fuse Holders, Legrand Vents, DD084 drain, Fabricated & | Substation Accessories
002433795 | ENCLOSURE,ELECTRICAL BOX | Control Box, Joint Use Traffic Light U/G Supply (scm) | Street Lights
002456267 | ENCLOSURE,ELECTRICAL BOX | GUSS, Al Mechanical Protection, for LV Supply to GUSS Unit, EE Dwg 1052078-16 (scm) | CSI (Solar Power)
002478832 | ENCLOSURE,ELECTRICAL BOX | Housing, Portable Protection Relay Cubicle,657 x 550 x 267.5mm, Aluminium, Dwg 123456-01 | Substation Accessories
002466183 | END CAP | Heatshrink Size 6-2mm, Cable Range O/D 2-4mm, 25mm Lg, 2mm Thk Wall, Cross-linked PO w/-Thermoplastic Sealant, suit 1.0 - 2.5mm2 Cable | U/G Accessories
002403901 | END CAP | Conduit, 100mm, Orange, PVC, HD Rigid, suit HD & LD Electrical | Conduit & Fittings
002403902 | END CAP | Conduit, 150mm, Orange, PVC, HD Rigid, suit HD & LD Electrical | Conduit & Fittings
000022815 | END CAP | Magnefix 11kV, for Hazemeyer, MD4 Switchcap Protection Cap, Insulated | General Hardware
002494433 | END CAP | Busbar Side Cover, Acti9, 2 Pole (P10) | Substation Batteries
000104209 | END CAP | Suit 16mm2 - 95mm2 ABC Cable (P100) (scm) | Line Hardware
000104207 | END CAP | suit 25mm2 ABC Cable (P200) (scm) | Line Hardware
000030019 | END CAP | Screwed, suit 50mm Busbar | Busbar and Fittings
000030018 | END CAP | Screwed, suit 100mm Busbar | Busbar and Fittings
002403899 | END CAP | Conduit, 32mm, Orange, PVC, LD Electrical | Conduit & Fittings
002466191 | END CAP | Heatshrink Size 12-4mm, Cable Range O/D 4-10mm, 40mm Lg, 2.6mm Thk Wall, Cross-linked PO w/- Thermoplastic Sealant, suit 4.0 - 35mm2 Cable | U/G Accessories
002438893 | END CAP | Conduit, 100mm, Orange, HD, suit 100mm Pressure Pipe | Conduit & Fittings
000121090 | END CAP | Heat Shrinkable, suit Cable 65-95mm O/D | U/G Equipment
000121083 | END CAP | Heat Shrinkable c/w Sealant, suit Cable 45-75mm O/D | U/G Equipment
000121075 | END CAP | Heat Shrinkable c/w Sealant, suit Cable 30-45mm O/D | U/G Equipment
000121008 | END CAP | Heat Shrinkable, suit Cable 17-30mm O/D | U/G Equipment
002486827 | END CAP | Heatshrink Size 145-60mm, Cable Range O/D 70-130mm, 150mm Lg, 5mm Thk Wall, Cross-linked Polyolefin | U/G Accessories
002486819 | END CAP | Heatshrink Size 120-60mm, Cable Range O/D 65-110mm, 150mm Lg, 5mm Thk Wall, Cross-linked Polyolefin | U/G Accessories
002474542 | END CAP | MV Series, Section 7, Telescopic Stick Part, Triangular, Black, Rubber Base Cap | Hardware & Tools
002407074 | END CAP | Conduit, 125mm, Orange, PVC, HD Rigid, suit HD & LD Electrical | Conduit & Fittings
002486728 | END CAP | Acti9, 1 Pole (P10) | Communications
000121199 | END CAP | Heat Shrinkable, suit Cable 8-17mm O/D | U/G Accessories
002403898 | END CAP | Conduit, 80mm, Orange, PVC, HD Rigid, suit HD & LD Electrical | Conduit & Fittings
002485126 | END CAP | MV Series, Section 9, Telescopic Stick Part, Triangular, Black, Rubber Base Cap | Hardware & Tools
002403900 | END CAP | Conduit, 40mm, Orange, PVC, LD Electrical | Conduit & Fittings
000121202 | END CAP | Raychem PD 1/2 | U/G Equipment
000104624 | END CAP,EARTH ROD | End Protector, suit Rods 12 to 20mm Dia, Pack of 100 | O/Head Line
000030308 | END CLAMP,TERMINAL BLOCK | Type BAM3, Screw End Stop, 10mm Spacing, Dark Grey, Terminal Block Accessory | Substation Accessories
001010123 | END CLAMP,TERMINAL BLOCK | Type EWK1, Bracket, End Electrical Terminal Block Accessory for SAK6N, SAKR & SAKT1 Universal | Substation
000030435 | END CLAMP,TERMINAL BLOCK | Type BAZH1, Screw End Stop, 10mm Spacing Dark Grey, Double Gripping Rail Contact, Terminal Block Accessory | Substation Accessories
000021440 | END CLAMP,TERMINAL BLOCK | E/NS 35 N, End Bracket, 9.5mm W, Gray, DIN Rail Mount | Hardware & Tools
000030301 | END PLATE,TERMINAL BLOCK | Type AP SAKB/C/T KRG, 3mm W, Terminal Block Accessory for SAKC 10 2STB & SAKT 1/LT STB14/4, EE Dwg # 901625-06 | Substation Accessories
001010148 | END PLATE,TERMINAL BLOCK | End Section, High Grade Melamine AP, Terminal Block Accessory for SAKC10 & SAKT1 | Substation
002493351 | END PLATE,TERMINAL BLOCK | D-PTV 6, End Cover, 36mm D, 2.2mm W, 61mm H, Gray, DIN Rail Mount | Substation Accessories
002495190 | END PLATE,TERMINAL BLOCK | D-URTK - Cover, End Cover, 41.5 x 2.2 x 72mm, Grey | Substation Accessories
002493336 | END PLATE,TERMINAL BLOCK | APT-ME, Cover Profile Carrier, DIN Rail Mount, End Plate for AP-ME Cover Profile | Substation Accessories
002496883 | END PLATE,TERMINAL BLOCK | End Barrier, Plastic, 37 x 35 x 1.5mm, DIN Rail | Remote Generation
000021436 | END PLATE,TERMINAL BLOCK | Type D-UDK 4, End Cover, 63.5mm Lg, 1.5mm W, 35.9mm H, Gray, Universal Mtg, suit Terminal Type UDK4, Pack of 50 | Hardware & Tools
002480911 | END PLATE,TERMINAL BLOCK | suit PT 2.5-MT-Quattro Terminal Block | Substation Accessories
000021412 | END PLATE,TERMINAL BLOCK | Type D-UK 4/10, End Cover, 42.5mm Lg, 1.8mm W, 35.9mm H, Gray, Universal Mtg, suit Terminal UK6N & UK10N, Pack of 50 | Hardware & Tools
002489771 | END PLATE,TERMINAL BLOCK | D-PTME 4, End Cover, Gray, suit PTME 4 Terminal Block | Substation Accessories
000030309 | END PLATE,TERMINAL BLOCK | Type ES4, End Section, 2.2mm Spacing, Dark Grey, Terminal Block Accessory for ZS4 to ZS16 | Substation Accessories
002469211 | END PLATE,TERMINAL BLOCK | FEM13U End Section, Black, 1.5mm Spacing | Substation
002494532 | END PLATE,TERMINAL BLOCK | Type D-UT 2,5/10, End Cover, 39.8mm D, 2.2mm W, 47mm H, Grey | Substation Batteries
000005002 | END PLATE,TERMINAL BLOCK | Type ES4-SF, End Section, 1.5mm Spacing, Dark Grey, suit ZS4-SF1 Fuse Holder Terminals | Substation
002487940 | ENERGY STORAGE SYSTEM | Penske BESS, 4MW & 8MWh Comprising Inverter & Battery Modular System | Substation Batteries
002487213 | ENERGY STORAGE SYSTEM | EVO BESS, 4MW & 8MWh Comprising Inverter & Battery Modular System | Substation Batteries
002486207 | ENERGY STORAGE SYSTEM | BESS, LV Connected, 3 Ph, Pole Mounted Battery & Inverter Module, Cabinet approx 2000 x 900 x 500mm | O/Head Line
002495364 | ENERGY STORAGE SYSTEM | BESS, LV Connected, 3 Ph, Dual Pole Mounted Battery, Inverter Module and Switchboard, Total Size approx 2000 x 2000 x 1200mm | O/Head Line
002491538 | ENERGY STORAGE SYSTEM | EcoSTORE3, LV Connected, 3 Ph, Pole Mtd Battery c/w separate Inverter Module, Cabinet approx 2000 x 1250 x 500mm & Inverter approx 1100 x 500 x 400mm | O/Head Line
002490787 | ENERGY STORAGE SYSTEM | BESS, LV Connected, 3 Ph, Ground Mounted Battery, 3 x Power Shaper & 1 x Switchboard Mounted on Concrete Plinth | U/G Equipment
002405324 | ENHANCEMENT COMPOUND,EARTH | Premixed Backfill Mixture, for Enhancing Electrical Earthing Composition, approx 50% Bentonite + 50% Gypsum (+/- 10%) 20kg Bags (ONE WAY PALLETS ONLY) | O/Head Line
002438505 | EQUIPMENT KIT,UNDERGROUND | for Expanding Foam Filling Compound c/w Application Gun, 3 x 750ml Cartridges, 1 x 500ml Gun Cleaner Cartridge, Carry Case (scm) | U/G Equipment
000010004 | EXTENSION COLLAR,UTILITY PIT | 1365 x 550 x 280mm, suit UG2006 P6 & UG2008 P8 Utility Pits | U/G Equipment
002402442 | EXTENSION SHAFT | Galv Steel, Clevis Tongue, Dwg 10/73 | Galv Products
000019047 | EXTENSION SHAFT | 1.52m Lg, 38mm2, 9.5kN, Galv, for Multi-Helix Swamp Anchor | Line Hardware
000019046 | EXTENSION SHAFT | 2.13m Lg, 38mm2, 9.5kN, Galv, for Multi-Helix Swamp Anchor | Line Hardware
002416691 | EXTENSION,SOCKET WRENCH | 1/2" Drive, 125mm Lg Insulated 1000V for use in Insulated Tool Kit | Hardware & Tools
002416709 | EXTENSION,SOCKET WRENCH | 1/2" Drive, 250mm Lg Insulated 1000V for use in Insulated Tool Kit | Hardware & Tools
002479632 | EXTRACTOR TOOL | Link Extractor, Male , 5/16" Whitworth, 1000V Insulated | Tools & Equipment
002479657 | EXTRACTOR TOOL | Link Extractor, Female, 3/8" BSF, 1000V Insulated | Tools & Equipment
002402804 | EXTRACTOR TOOL | Service Fuse Head Extractor, Universal Fuse Puller Head, Sunrise Fitting & Moulded Thread | Hardware & Tools
002479640 | EXTRACTOR TOOL | Link Extractor, Male , 3/8" Whitworth, 1000V Insulated | Tools & Equipment
002479624 | EXTRACTOR TOOL | Link Extractor, Male , 1/4" Whitworth, 1000V Insulated | Tools & Equipment
002496784 | FACE SEAL,RESPIRATOR | Versaflo M-936, Comfort Faceseal, for Versaflo TR-300 Series PAPR, Pack of 5 | HS & PPE
002425288 | FACESHIELD,INDUSTRIAL | Full Face Shield, Browguard & Ratchett Headband, use in Bat Removal Kit | PPE, Hardware & Tools
000023395 | FACESHIELD,INDUSTRIAL | Arc Flash Protection Faceshield c/w Chin Guard, 10cal/cm2 | Hardware & Tools
002463123 | FAN,CIRCULATING | Weg 2P, 1.1kW, 415V, 3 Ph, 80L Frame, Canopy Fan, Hino JO8 Electrical Parts | Remote Generation
000024720 | FAN,CIRCULATING | Milwaukee, M18 Jobsite Fan, 18V, Portable, 3-Speed Setting, Skin Only c/w AC Adaptor | Hardware & Tools
000003299 | FAN,CIRCULATING | Re-circulation Fan, St George STATCOM | Substation Accessories
000003298 | FAN,CIRCULATING | Exhaust Fan, St George STATCOM | Substation Accessories
002488286 | FAN,CIRCULATING | Milwaukee, M12 Mounting Fan, 12V, Portable, 3-Speed Setting, Skin Only, c/w Spring Loaded Clamp on Base | Hardware & Tools
002463800 | FAN,RADIATOR | WEG Mining Motor, 1.5kW, 6 Pole, Foot Mount, Scania DC12 Canopy Parts | Remote Generation
002463131 | FAN,RADIATOR | WEG 6P, 1.5kW, 415V, 3Ph, 100L Frame, Hino JO8 Electrical Parts | Remote Generation
002463792 | FAN,VENTILATING | WEG Mining Motor, 1.5kW, 8 Pole, Foot Mount, Scania DC12 Canopy Parts | Remote Generation
002429058 | FASTENER | Harness Sleeve Buttons, Four Screw Type, Orange, replacement Buttons for Live Line Sleeve Harness, Pack of 4 | Hardware & Tools
002497667 | FASTENER | Replacement Part, Blade Fastener Screw, for Milwaukee Multifunction Tool M18FMT | Tools & Equipment
002485548 | FAULT LOCATOR | EFD Control Unit 4.0 Gen, 3 Sensors, FPGA ARM Processor, 90-264V AC, 50/60Hz, 5W (20W Peak), USB2.0 & RJ45 Ethernet Ports, 4G Modem, Set of 3, for EFD Trial | O/Head Line
002491959 | FAULT LOCATOR | EFD Firesafe Control Unit, SWER, FPGA ARM Processor, 90-264VAC, 50/60HZ, Quectel EC21-AU, 3G/4G, Type-N Antenna, 1.25A, VRLA 12V 2.2Ah, 10A Fuse, Fully | O/Head Line
002485563 | FAULT LOCATOR | EFD Control Unit, Battery Box, 3 Sensors FPGA ARM Processor, 90-264V AC, 50/60Hz, 5W (20W Peak), USB2.0 & RJ45 Ethernet Ports c/w Modem, Antenna & 2 x Batteries | O/Head Line
002424117 | FAULT TAMER,FUSE | 33kV, Backup Limiter (Replacement Part) | Fuses
002424141 | FAULT TAMER,FUSE | 33kV, 7A | Fuses
002424133 | FAULT TAMER,FUSE | 33kV, 3A | Fuses
002424109 | FAULT TAMER,FUSE | 33kV, 20A | Fuses
000022102 | FAULT TAMER,FUSE | 12kA, Current Limiter, AS1033, Bushfire Mitigation | Fuses
000022101 | FAULT TAMER,FUSE | 8kA, 12kV, Fault Tamer Dropout Fuse, c/w Fuse Carrier & Current Limiter, suits EDO | Substation
002465458 | FERRULE,ELECTRICAL CONDUCTOR | Bootlace, 6.0mm2, 20mm Lg, Green (P50) | Remote Generation
002439909 | FIELD PACK | Backpack, Tower Rescue Bag, Yellow | PPE, Hardware & Tools
002496743 | FIELD PACK | Versaflo TR-927, Easy Clean Backpack, to hold PAPR during use, for Versaflo TR-300 Series PAPR | HS & PPE
002438489 | FILLING COMPOUND,EXPANDING FOAM | 750ml, Self Expanding, Polyurathane Foam Cartridge, suit Foam Application Gun (scm) | U/G Equipment
002480952 | FILTER | Waste Water Unit, Stops Water Flow If Hydrocarbons Are Detected | Remote Generation
002491736 | FILTER | Air Filter Assembly, 2RU Chassis, for Ellipse INUe | Communications
002493864 | FILTER | Versaflo TR-3600 Prefilter, Particulate Filter, for Versaflo TR-300 Series PAPR | HS & PPE
002472793 | FILTER | Replacement HEPA Filter, for Milwaukee M12 Cordless Compact Hand Vacuum | Hardware & Tools
002472801 | FILTER | Replacement HEPA Filter, for Milwaukee M18 Wet/Dry Vacuum | Hardware & Tools
002437101 | FILTER,BAND SUPPRESSION | Bulkhead Suppressor 125 - 1000MHz, N-Type Female Connectors | Communications
002424877 | FILTER,BAND SUPPRESSION | Line Trap, Wideband Wave Trap | Protection
002424885 | FILTER,BAND SUPPRESSION | Line Trap, Coupling Unit | Protection
002424893 | FILTER,BAND SUPPRESSION | Line Trap, PLC Terminal | Protection
002465565 | FILTER,FLUID | Fuel Sock Filter | Remote Generation
002476729 | FILTER,FLUID | Donaldson, Fuel Filter, Water Seperator, Spin on, Scania 13L | Remote Generation
000003300 | FILTER,HARMONIC | Air Filter, Perfect Pleat 2'', St George & Cape River East STATCOM | Substation Accessories
000003304 | FILTER,HARMONIC | Fused, 600V, 1A, St George STATCOM | Substation Accessories
000003301 | FILTER,HARMONIC | Air Filter, Varicel, 80%, 6'', St George & Cape River East STATCOM | Substation Accessories
000003305 | FILTER,HARMONIC | Fused, 690/700V, 400A, Square, Size 000, St George STATCOM MC052 | Substation Accessories
000003302 | FILTER,HARMONIC | Fuse, St George STATCOM | Substation Accessories
000003303 | FILTER,HARMONIC | Fuse, 600V, 1A, Time Delay, Class CC, Bussmann, St George STATCOM MC080 | Substation Accessories
000003306 | FILTER,HARMONIC | Multistage, 250V AC, 36A, 1Ph, DC-400Hz, St George STATCOM | Substation Accessories
000016948 | FILTER,RESPIRATOR | Sundstrom SR221 Pre-Filter, Prevents Premature Clogging of Main Filter, Low Efficiency, DO NOT use as a Substitute for a Particle Filter, Pack of 80 | PPE, Hardware & Tools
000024774 | FILTER,RESPIRATOR | Pre-Filter, Replacement Part for Powered Air Purification Respirators | HS & PPE
002493872 | FILTER,RESPIRATOR | Versaflo TR-3712E, PAPR-P3 Particulate Filter, for Versaflo TR-300 Series PAPR | HS & PPE
002476638 | FIT TEST KIT,RESPIRATOR | 3M Qualitative Fit Test Apparatus Kit c/w 1 x Hood, 1 x Collar Assembly, 2 x Nebulisers, 2 x Nebuliser Insert Sets, 1 x 55ml FT-31 Bitter Sensitivity | HS & PPE
002404286 | FITTING | Injection Fitting | U/G Equipment
002464758 | FITTING | Reusable, Straight Fitting, Size -12 | Remote Generation
002464733 | FITTING | Reusable, 90 Deg Fitting, Size -10 | Remote Generation
002464774 | FITTING | Reusable, 45 Deg Fitting, Size - 12 | Remote Generation
002464741 | FITTING | Reusable, 45 Deg Fitting, Size -10 | Remote Generation
002464766 | FITTING | Reusable, 90 Deg Fitting, Size -12 | Remote Generation
002464782 | FITTING | Reusable, Straight Fitting, Size -16 | Remote Generation
002464725 | FITTING | Reusable, Straight Fitting, Size -10 | Remote Generation
002464717 | FITTING | Reusable, 45 Deg Fitting, Size -8 | Remote Generation
002464709 | FITTING | Reusable, Straight Fitting, Size -8 | Remote Generation
002433308 | FIXTURE,LIGHTING | Watchman, Security Light, E40/45, Lamp Holder, Al Body Guard (scm) | Street Lights
002479731 | FIXTURE,LIGHTING | 60W RoadFlair BRP392 (L60A) 4K c/w Upcast Adaptor, Major Road, EQTS 05-01-02 (scm) | Street Lights
002479756 | FIXTURE,LIGHTING | 138W RoadFlair BRP393 (L138A) 4K c/w Upcast Adaptor, Major Road, EQTS 05-01-02 (scm) | Street Lights
002479863 | FIXTURE,LIGHTING | 200W Tango G4 LED Flood, Watchman, 4K Symmetrical Wide Beam, c/w 1.5m Lead, EQTS 05-01-02 (scm) | Street Lights
002479855 | FIXTURE,LIGHTING | 100W Tango G4 LED Flood, Watchman, 4K Symmetrical Wide Beam, c/w 1.5m Lead, EQTS 05-01-02 (scm) | Street Lights
002479848 | FIXTURE,LIGHTING | 70W Tango G4 LED Flood, Watchman, 4K Symmetrical Wide Beam, c/w 1.5m Lead, EQTS 05-01-02 (scm) | Street Lights
002479830 | FIXTURE,LIGHTING | 225W RoadFlair BRP394 (L220A) 3K c/w Upcast Adaptor, Major Road, EQTS 05-01-02 (scm) | Street Lights
002479822 | FIXTURE,LIGHTING | 210W RoadFlair BRP393 (L204A) 3K c/w Upcast Adaptor, Major Road, EQTS 05-01-02 (scm) | Street Lights
002479814 | FIXTURE,LIGHTING | 143W RoadFlair BRP393 (L138A) 3K c/w Upcast Adaptor, Major Road, EQTS 05-01-02 (scm) | Street Lights
002479806 | FIXTURE,LIGHTING | 70W RoadFlair BRP392 (L67A) 3K c/w Upcast Adaptor, Major Road, EQTS 05-01-02 (scm) | Street Lights
002479798 | FIXTURE,LIGHTING | 61W RoadFlair BRP392 (L60A) 3K c/w Upcast Adaptor, Major Road, EQTS 05-01-02 (scm) | Street Lights
002479764 | FIXTURE,LIGHTING | 220W RoadFlair BRP393 (L220A) 4K c/w Upcast Adaptor, Major Road, EQTS 05-01-02 (scm) | Street Lights
002482412 | FIXTURE,LIGHTING | LED 18W Avenue Gen 2 (L18) 4K, Nostalgia Type 2, Blue/Grey c/w NEMA PE Cell, Minor Road, Bracket to Dwg 05-01-07, EQTS 05-01-02 (scm) | Street Lights
002482404 | FIXTURE,LIGHTING | LED 18W Avenue Gen 2 (L18) 4K, Nostalgia Type 2, Black c/w NEMA PE Cell, Minor Road, Bracket to Dwg 05-01-07, EQTS 05-01-02 (scm) | Street Lights
002482396 | FIXTURE,LIGHTING | LED 18W Avenue Gen 2 (L18) 4K, Nostalgia Type 2, Green c/w NEMA PE Cell, Minor Road, Bracket to Dwg 05-01-07, EQTS 05-01-02 (scm) | Street Lights
002482388 | FIXTURE,LIGHTING | LED 14W Avenue Gen 2 (L14) 4K, Nostalgia Type 2, Blue/Grey c/w NEMA PE Cell, Minor Road, Bracket to Dwg 05-01-07, EQTS 05-01-02 (scm) | Street Lights
002482370 | FIXTURE,LIGHTING | LED 14W Avenue Gen 2 (L14) 4K, Nostalgia Type 2, Black c/w NEMA PE Cell, Minor Road, Bracket to Dwg 05-01-07, EQTS 05-01-02 (scm) | Street Lights
002482362 | FIXTURE,LIGHTING | LED 14W Avenue Gen 2 (L14) 4K, Nostalgia Type 2, Green c/w NEMA PE Cell, Minor Road, Bracket to Dwg 05-01-07, EQTS 05-01-02 (scm) | Street Lights
002482354 | FIXTURE,LIGHTING | LED 18W Avenue Gen 2 (L18) 4K, Nostalgia Type 1, Blue/Grey c/w NEMA PE Cell, Minor Road, Bracket to Dwg 05-01-01, EQTS 05-01-02 (scm) | Street Lights
002482347 | FIXTURE,LIGHTING | LED 18W Avenue Gen 2 (L18) 4K, Nostalgia Type 1, Black c/w NEMA PE Cell, Minor Road, Bracket to Dwg 05-01-01, EQTS 05-01-02 (scm) | Street Lights
002482339 | FIXTURE,LIGHTING | LED 18W Avenue Gen 2 (L18) 4K, Nostalgia Type 1, Green c/w NEMA PE Cell, Minor Road, Bracket to Dwg 05-01-01, EQTS 05-01-02 (scm) | Street Lights
002485852 | FIXTURE,LIGHTING | LED 18W Avenue Gen 2 (L18 3K) 3K, Nostalgia Type 1, Green c/w NEMA PE Cell, Minor Road, Bracket to Dwg 05-01-01, EQTS 05-01-02 | Street Lights
002485845 | FIXTURE,LIGHTING | LED 14W Avenue Gen 2 (L14 3K) 3K, Nostalgia Type 1, Blue/Grey c/w NEMA PE Cell, Minor Road, Bracket to Dwg 05-01-01, EQTS 05-01-02 | Street Lights
002485837 | FIXTURE,LIGHTING | LED 14W Avenue Gen 2 (L14 3K) 3K, Nostalgia Type 1, Black c/w NEMA PE Cell, Minor Road, Bracket to Dwg 05-01-01, EQTS 05-01-02 | Street Lights
002485829 | FIXTURE,LIGHTING | LED 14W Avenue Gen 2 (L14 3K) 3K, Nostalgia Type 1, Green c/w NEMA PE Cell, Minor Road, Bracket to Dwg 05-01-01, EQTS 05-01-02 | Street Lights
002485811 | FIXTURE,LIGHTING | LED 14W StreetLED3 (L14A 3K) 3K, Aeroscreen c/w NEMA PE Cell, Tilt Adaptor, Minor Road, EQTS 05-01-02 | Street Lights
002476935 | FIXTURE,LIGHTING | 13.7W StreetLED3, 4000K Aeroscreen Visor, SPD, NEMA PE Cell, Painted RAL9006 | Street Lights
002476927 | FIXTURE,LIGHTING | 13.7W StreetLED3, 4000K Standard Visor, SPD, NEMA PE Cell, Painted RAL9006 | Street Lights
002485993 | FIXTURE,LIGHTING | LED 18W Avenue Gen 2 (L18 3K) 3K, Nostalgia, Blue/Grey c/w NEMA PE Cell, Minor Road, No Bracket, EQTS 05-01-02 | Street Lights
002485985 | FIXTURE,LIGHTING | LED 18W Avenue Gen 2 (L18 3K) 3K, Nostalgia, Black c/w NEMA PE Cell, Minor Road, No Bracket, EQTS 05-01-02 | Street Lights
002485977 | FIXTURE,LIGHTING | LED 18W Avenue Gen 2 (L18 3K) 3K, Nostalgia, Green c/w NEMA PE Cell, Minor Road, No Bracket, EQTS 05-01-02 | Street Lights
002485969 | FIXTURE,LIGHTING | LED 14W Avenue Gen 2 (L14 3K) 3K, Nostalgia, Blue/Grey c/w NEMA PE Cell, Minor Road, No Bracket, EQTS 05-01-02 | Street Lights
002485951 | FIXTURE,LIGHTING | LED 14W Avenue Gen 2 (L14 3K) 3K, Nostalgia, Black c/w NEMA PE Cell, Minor Road, No Bracket, EQTS 05-01-02 | Street Lights
002485944 | FIXTURE,LIGHTING | LED 14W Avenue Gen 2 (L14 3K) 3K, Nostalgia, Green c/w NEMA PE Cell, Minor Road, No Bracket, EQTS 05-01-02 | Street Lights
002478485 | FIXTURE,LIGHTING | LP Emergency, Argo Weatherproof 1200mm Batten, 240V, CTP, Tri-colour Dual LED Strip Module, 1265 x 121 x 88mm, IP65 | Remote Generation
002462166 | FIXTURE,LIGHTING | 25W Modular LED (L25), 4K, Nostalgia Type 2, Bottle Green c/w NEMA PE Cell, Bracket to Dwg 05-01-07, Minor Road, EQTS 05-01-02 (scm) | Street Lights
002467140 | FIXTURE,LIGHTING | 300W RoadLED (L100) 4K, High Mast c/w NEMA PE Cell, Major Road, EQTS 05-01-02 (scm) | Street Lights
002467132 | FIXTURE,LIGHTING | 175W RoadLED (L100) 4K, High Mast c/w NEMA PE Cell, Major Road, EQTS 05-01-02 (scm) | Street Lights
002467124 | FIXTURE,LIGHTING | 100W RoadLED (L100) 4K, High Mast c/w NEMA PE Cell, Major Road, EQTS 05-01-02 (scm) | Street Lights
002485936 | FIXTURE,LIGHTING | LED 18W Avenue Gen 2 (L18 3K) 3K, Nostalgia Type 2, Blue/Grey c/w NEMA PE Cell, Minor Road, Bracket to Dwg 05-01-07, EQTS 05-01-02 | Street Lights
002485928 | FIXTURE,LIGHTING | LED 18W Avenue Gen 2 (L18 3K) 3K, Nostalgia Type 2, Black c/w NEMA PE Cell, Minor Road, Bracket to Dwg 05-01-07, EQTS 05-01-02 | Street Lights
002485910 | FIXTURE,LIGHTING | LED 18W Avenue Gen 2 (L18 3K) 3K, Nostalgia Type 2, Green c/w NEMA PE Cell, Minor Road, Bracket to Dwg 05-01-07, EQTS 05-01-02 | Street Lights
002485902 | FIXTURE,LIGHTING | LED 14W Avenue Gen 2 (L14 3K) 3K, Nostalgia Type 2, Blue/Grey c/w NEMA PE Cell, Minor Road, Bracket to Dwg 05-01-07, EQTS 05-01-02 | Street Lights
002485894 | FIXTURE,LIGHTING | LED 14W Avenue Gen 2 (L14 3K) 3K, Nostalgia Type 2, Black c/w NEMA PE Cell, Minor Road, Bracket to Dwg 05-01-07, EQTS 05-01-02 | Street Lights
002485886 | FIXTURE,LIGHTING | LED 14W Avenue Gen 2 (L14 3K) 3K, Nostalgia Type 2, Green c/w NEMA PE Cell, Minor Road, Bracket to Dwg 05-01-07, EQTS 05-01-02 | Street Lights
002485878 | FIXTURE,LIGHTING | LED 18W Avenue Gen 2 (L18 3K) 3K, Nostalgia Type 1, Blue/Grey c/w NEMA PE Cell, Minor Road, Bracket to Dwg 05-01-01, EQTS 05-01-02 | Street Lights
002485860 | FIXTURE,LIGHTING | LED 18W Avenue Gen 2 (L18 3K) 3K, Nostalgia Type 1, Black c/w NEMA PE Cell, Minor Road, Bracket to Dwg 05-01-01, EQTS 05-01-02 | Street Lights
002469732 | FIXTURE,LIGHTING | 17W Evolve P4P5 Gen 3 (L17) 4K, Minor Road, EQTS 05-01-02 (scm) | Street Lights
002489425 | FIXTURE,LIGHTING | LED 25W StreetLED3 (L25A 2K) 2K, Aeroscreen c/w NEMA PE Cell, Tilt Adaptor, Minor Road, EQTS 05-01-02 | Street Lights
002478493 | FIXTURE,LIGHTING | Standard, Argo Weatherproof 1200mm Batten, 240V, Quantum, Tri-colour Dual LED Strip Module, 1265 x 121 x 88mm, IP65 | Remote Generation
002482511 | FIXTURE,LIGHTING | LED 28W Post Top B2001 Gen 2 (L28) 4K, Black c/w NEMA PE Cell, Minor Road, EQTS 05-01-02 (scm) | Street Lights
002482057 | FIXTURE,LIGHTING | LED 40W Evolve Leopard (L40) 4K c/w Tilt Adaptor, Major Road, EQTS 05-01-02 | Street Lights
002482503 | FIXTURE,LIGHTING | LED 28W Post Top B2001 Gen 2 (L28) 4K, Green c/w NEMA PE Cell, Minor Road, EQTS 05-01-02 (scm) | Street Lights
002482495 | FIXTURE,LIGHTING | LED 17W Post Top B2001 Gen 2 (L17) 4K, Black c/w NEMA PE Cell, Minor Road, EQTS 05-01-02 (scm) | Street Lights
002482487 | FIXTURE,LIGHTING | LED 17W Post Top B2001 Gen 2 (L17) 4K, Green c/w NEMA PE Cell, Minor Road, EQTS 05-01-02 (scm) | Street Lights
002482479 | FIXTURE,LIGHTING | LED 18W Avenue Gen 2 (L18) 4K, Nostalgia Blue/Grey c/w NEMA PE Cell, Minor Road, No Bracket, EQTS 05-01-02 (scm) | Street Lights
002482461 | FIXTURE,LIGHTING | LED 18W Avenue Gen 2 (L18) 4K, Nostalgia Black c/w NEMA PE Cell, Minor Road, No Bracket, EQTS 05-01-02 (scm) | Street Lights
002482453 | FIXTURE,LIGHTING | LED 18W Avenue Gen 2 (L18) 4K, Nostalgia Green c/w NEMA PE Cell, Minor Road, No Bracket, EQTS 05-01-02 (scm) | Street Lights
002482446 | FIXTURE,LIGHTING | LED 14W Avenue Gen 2 (L14) 4K, Nostalgia Blue/Grey c/w NEMA PE Cell, Minor Road, No Bracket, EQTS 05-01-02 (scm) | Street Lights
002482438 | FIXTURE,LIGHTING | LED 14W Avenue Gen 2 (L14) 4K, Nostalgia Black c/w NEMA PE Cell, Minor Road, No Bracket, EQTS 05-01-02 (scm) | Street Lights
002482420 | FIXTURE,LIGHTING | LED 14W Avenue Gen 2 (L14) 4K, Nostalgia Green c/w NEMA PE Cell, Minor Road, No Bracket, EQTS 05-01-02 (scm) | Street Lights
002482321 | FIXTURE,LIGHTING | LED 14W Avenue Gen 2 (L14) 4K, Nostalgia Type 1, Blue/Grey c/w NEMA PE Cell, Minor Road, Bracket to Dwg 05-01-01, EQTS 05-01-02 (scm) | Street Lights
002482313 | FIXTURE,LIGHTING | LED 14W Avenue Gen 2 (L14) 4K, Nostalgia Type 1, Black c/w NEMA PE Cell, Minor Road, Bracket to Dwg 05-01-01, EQTS 05-01-02 (scm) | Street Lights
002482305 | FIXTURE,LIGHTING | LED 14W Avenue Gen 2 (L14) 4K, Nostalgia Type 1, Green c/w NEMA PE Cell, Minor Road, Bracket to Dwg 05-01-01, EQTS 05-01-02 (scm) | Street Lights
002482297 | FIXTURE,LIGHTING | LED 24W StreetLED3 (L24A) 3K, Aeroscreen c/w NEMA PE Cell, Tilt Adaptor, Minor Road, EQTS 05-01-02 (scm) | Street Lights
002482289 | FIXTURE,LIGHTING | LED 24W StreetLED3 (L24A) 4K, Aeroscreen c/w NEMA PE Cell, Tilt Adaptor, Minor Road, EQTS 05-01-02 (scm) | Street Lights
002479897 | FIXTURE,LIGHTING | 200W Tango G4 LED Flood, Pedestrian Crossing, 3K Asymmetrical Medium Beam, EQTS 05-01-02 (scm) | Street Lights
002479889 | FIXTURE,LIGHTING | 200W Tango G4 LED Flood, Pedestrian Crossing, 4K Asymmetrical Medium Beam, EQTS 05-01-02 (scm) | Street Lights
002479871 | FIXTURE,LIGHTING | 100W Tango G4 LED Flood, Pedestrian Crossing, 4K Asymmetrical Medium Beam, EQTS 05-01-02 (scm) | Street Lights
002479772 | FIXTURE,LIGHTING | 204W RoadFlair BRP394 (L204A) 4K c/w Upcast Adaptor, Major Road, EQTS 05-01-02 (scm) | Street Lights
002479749 | FIXTURE,LIGHTING | 67W RoadFlair BRP392 (L67A) 4K c/w Upcast Adaptor, Major Road, EQTS 05-01-02 (scm) | Street Lights
002481075 | FIXTURE,LIGHTING | 113W RoadFlair BRP392 (L113A) 3K, c/w Upcast Adaptor, Major Road, EQTS05-01-02 (scm) | Street Lights
002479780 | FIXTURE,LIGHTING | 38W RoadFlair BRP392 (L37A) 3K c/w Upcast Adaptor, Major Road, EQTS 05-01-02 (scm) | Street Lights
002479723 | FIXTURE,LIGHTING | 37W RoadFlair BRP392 (L37A) 4K c/w Upcast Adaptor, Major Road, EQTS 05-01-02 (scm) | Street Lights
002481067 | FIXTURE,LIGHTING | 113W RoadFlair BRP392 (L113A) 4K, c/w Upcast Adaptor, Major Road, EQTS05-01-02 (scm) | Street Lights
002422723 | FLAG,SAFETY | Bunting, Type 3, Green Flags 200 x 240mm c/w 'Construction Site' every 5th Flag, Black Text 12 x 30mm, Single Side Print, 4mm Dia PPL Rope, 30m Lg Roll | Signs
002422749 | FLAG,SAFETY | Bunting, Type 4, Pink Flags 200 x 240mm c/w 'Live Exposed Parts' every 5th Flag, Black Text 12 x 30mm, Single Side Print, 4mm Dia PPL Rope, 30m Lg Roll | Signs
002438067 | FLAG,SAFETY | Bunting, Alternating Red & White Flags c/w 'Danger Sign & NAR' every 4th Flag, for Network Access Restrictions, 4mm UV Resistant Poly Rope, 30m Lg Roll | Signs
002473429 | FLAG,SAFETY | Bunting, Red & White Flags c/w 'Danger RAZ' Printed on every 2nd White Flag | Signs
002499226 | FLAG,SAFETY | Bunting, Purple Flags 200 x 240mm c/w 'Energy System Work Authority' every 5th Flag, Black Text, Single Side Print 4mm Dia PPL Rope, 30m Lg Roll | Signs
002422756 | FLAG,SAFETY | Bunting, Type 8, White Flags 170 x 250mm c/w 'Not Electrically Connected' every 5th Flag, Black Text 12 x 30mm, Single Side Print, 4mm PPL Rope, 30m Lg Roll | Signs
002439214 | FLAG,SIGNAL | Insulated Sleeve, Warning for Polarity Test In Progress, 450 x 50mm, Warning Symbol & Text on Front, Warning Bars on Back c/w 300mm Line attaching Sleeve & | Signs
002430585 | FLAG,SIGNAL | Peg Clip, Warning for Polarity Test In Progress, 450 x 50mm, Warning Symbol & Text on Front, Warning Bars on Back c/w 300mm Line attaching Peg & Warning Flag, | Signs
002402425 | FLAG,SIGNAL | Warning, High Visibility Red or Orange Cloth, Min Dia 300 x 300mm, with 2 Eyelets for attaching to Ladder Rung (Projecting Loads-Legal | Hardware & Tools
002469120 | FLANGE | Coolant Flange Housing, Scania Engine, DC13 Mechanical Parts | Remote Generation
002497634 | FLANGE | Replacement Part, Inner Flange, for Milwaukee 125mm Battery Grinder | Tools & Equipment
000004161 | FLANGE,ELEC BOX ENTRY | Roof Type, Brushed Gland Cable Entry | Fabricated Metalware
000004098 | FLANGE,ELEC BOX ENTRY | Type 1U-BR, 19" Rack Brushed Cable Entry 1U | Fabricated Metalware
002497550 | FLANGE,ELEC BOX ENTRY | Type 1U-BR, Front, Brushed Cable Entry, S10016363-03 | Fabricated Metalware
002497535 | FLANGE,ELEC BOX ENTRY | Roof Type, Brushed Cable Entry, S10016363-03 | Fabricated Metalware
002497543 | FLANGE,ELEC BOX ENTRY | Gland Base Plate, S10016363-03 | Fabricated Metalware
002468213 | FLANGE,ELEC BOX ENTRY | Split Base Plate, False Floor Cable Entry, 600 x 600mm, RA21 & RA3 Cubicles | Fabricated Metalware
002468197 | FLANGE,ELEC BOX ENTRY | Split Base Plate, False Floor Cable Entry, 800 x 800mm, FA11, FA2, RA11 & RA5 Cubicles | Fabricated Metalware
002468205 | FLANGE,ELEC BOX ENTRY | Split Base Plate, False Floor Cable Entry, 800 x 600mm, RA4 Cubicles | Fabricated Metalware
002459410 | FLASHLIGHT | High Powered Torch, 1000 Lumens, 50 to 300m Zoom Function, Water Resistant, uses 3 x C Cell Replaceable Batteries c/w Pouch | PPE, Hardware & Tools
002490886 | FLOAT,SWITCH,LIQUID LEVEL | Fuel Level, NCCC Level Multi Station, 2 x S/Steel Float Stations, O/A length: 210mm, Powder Filled & Epoxy Sealed, Hsg: Med. 316SS, IP65 (32V), Process: | Remote Generation
002478477 | FLOODLIGHT,ELECTRIC | LP Emergency Supalite, 2.2W LED Flood Light, 220-240V, 50Hz, 282 x 64 x 225mm, IP20 | Remote Generation
000030097 | FLOODLIGHT,ELECTRIC | Pierlite, 400W Metal Halide Asymmetrical | Substation Accessories
002495760 | FLOODLIGHT,ELECTRIC | MaxiMaster Gen 3 100-250W, 3000-5000K Selectable Output Symmetrical Floodlight, c/w Glands & 6mm Term Block | Substation Accessories
002495752 | FLOODLIGHT,ELECTRIC | MaxiMaster Gen 3 100-250W, 3000-5000K Selectable Output Asymmetrical Floodlight, c/w Glands & 6mm Term Block | Substation Accessories
002463115 | FLOWMETER | MX-Series Fuel Flow Meter, S/Steel Contruction, PTFE Encapsulated Seals, 6.35mm, 500 LPH Max Flow Rate, 1000 PSI Max Pressure | Remote Generation
000014868 | FLUTEBOARD | Corflute, White, 150 x 230mm Nom, Plastic, Legend: Stock Code O/No, SAR No, Date, Qty | Hardware & Tools
002474930 | FOOD CONTAINER,INSULATED | Icekool Ice Box, 24L Capacity | HS & PPE
002407089 | FOOTWEAR COVERS | Tyvek Overboots, Short Leg, CTYOB, XL WH Per Pair | PPE, Hardware & Tools
002465789 | FOOTWEAR COVERS | Disposable, Heavy Duty Overboots, SMS Fabric c/w PVC Sole, White, Elastic Top, Plastic Ties for Ankle, Waterproof | HS & PPE
002486561 | FORM,CONCRETE FORMING | Caisson Foundation, 1250mm ID, 1200mm Lg, 10mm PL | Subtransmission
002486595 | FORM,CONCRETE FORMING | Caisson Foundation, 1550mm ID, 2400mm Lg, 10mm PL | Subtransmission
002486587 | FORM,CONCRETE FORMING | Caisson Foundation, 1550mm ID, 1200mm Lg, 10mm PL | Subtransmission
002486603 | FORM,CONCRETE FORMING | Caisson Foundation, 1250mm ID, 4100mm Lg, 10mm PL | Subtransmission
002486579 | FORM,CONCRETE FORMING | Caisson Foundation, 1250mm ID, 2400mm Lg, 10mm PL | Subtransmission
002404208 | FRAME | Mounting, Neutral & Fuse Panel Assy, c/w Brass Neutral Bar & Screws, suit URD Base & Cover, Dwg A4-896934 (scm) | U/G Pits & Pillars
002473825 | FRAME | HAZIBAG 1 Cube Frame, Steel, 1.5m Lg, 1.5m W, 800mm H, Adjustable Fold Way, suit 1 Cube HAZIBAG, Weight Capacity 500kg | HS & PPE
002479582 | FRAME,HAND HACKSAW | Junior Hacksaw, 1000V Insulated, 263mm Lg, Blade Length 130mm | Tools & Equipment
002411551 | FRAME,HAND HACKSAW | Insulated 1000V, for use in Insulated Tool Kit | Hardware & Tools
002430403 | FRAME,STORAGE | For Mats, Versadeck Transport, Frame Galv Construction, Forklift & Chain/ Sling Lifting Points on all sides/ends, Safe use decals, SWL, Tare & S/No Plate, | Tools & Equipment
XSOMF6109 | FREIGHT | Sale of Materials: for Cable, Plant & Materials | Energy Supplies
002461184 | FUSE CUTOUT,PRIMARY EXPULSION | EDO, Type C - Composite Insulator, 12/24kV Drop Out, 150kV BIL, 366mm Fuse Holder c/w S/Steel Components | Switchgear Distribution
002406726 | FUSE CUTOUT,PRIMARY EXPULSION | Drop Out, 100A, 36kV, Crossarm Mount, TS 06-03-01 (scm) | Switchgear Distribution
002406363 | FUSE CUTOUT,PRIMARY EXPULSION | Drop Out, 200A, 36kV, 170kV BIL, Crossarm Mount (scm) | Switchgear Distribution
000676155 | FUSE CUTOUT,PRIMARY EXPULSION | Drop Out, 100A, 24kV, Crossarm Mount, TS 06-03-01 (P50) (scm) | Switchgear Distribution
002491017 | FUSE ELEMENT,ELECTRICAL | 11A, HBC Fluke Multimeter Fuse, Ceramic | Fuses
000022098 | FUSE ELEMENT,ELECTRICAL | 10A, 12kV, Dropout Fuse Link, u/w Fault Tamer Fuse Carrier & Current Limiter, AS1033, Bushfire Mitigation | Fuses
000022099 | FUSE ELEMENT,ELECTRICAL | 15A, 12kV, Dropout Fuse Link, u/w Fault Tamer Fuse Carrier & Current Limiter, AS1033, Bushfire Mitigation | Fuses
000022097 | FUSE ELEMENT,ELECTRICAL | 7A, 12kV, Dropout Fuse Link, u/w Fault Tamer Fuse Carrier & Current Limiter, AS1033, Bushfire Mitigation | Fuses
000021270 | FUSE ELEMENT,ELECTRICAL | 500mA, Kyoritsu Insulation Tester Fuse, Fast Acting, 50KA, 600V, 6.3 x 32mm | Fuses
000022100 | FUSE ELEMENT,ELECTRICAL | 20A, 12kV, Dropout Fuse Link, u/w Fault Tamer Fuse Carrier & Current Limiter, AS1033, Bushfire Mitigation | Fuses
000022851 | FUSE ELEMENT,ELECTRICAL | 6.3A, 36kV, Air Insulated, HRC Current Limiting, suits HRC Fuse Holder, 565mm Lg, 51mm Dia, BS2692, Part 1, BS Ref, FA3-ADIHA | Fuses
000019381 | FUSE ELEMENT,ELECTRICAL | 400mA, HBC Fluke Multimeter Fuse, Ceramic | Fuses
000105038 | FUSE LINK | Barrier, LV Meter Isolating Link, suit Alstom Series 7 | Meters
002496453 | FUSE LINK | CubeFuse D-VAR Pole, 30A, 600V, Time-Delay, Cape River East StatCom | Substation Accessories
002477222 | FUSE LINK | 33kV Current-Limiting Fuse, 25kA for use in Series with 25K or 15T EDO in High Fault Current Areas | Fuses
000610069 | FUSE LINK SOLID | Carrier, suitable for 11/22kV EDO (scm) | Fuses
002434058 | FUSE LINK SOLID | Cu Link SC20/32, suit NS Fuse Carrier, 500V AC, 62mm Lg, Clip-in, Offset, Staggered Tags (scm) | Fuses
002404944 | FUSE LINK SOLID | Cu, 500V AC, 400A, DIN Type, Size 2, All Metal Construction, ETS 06-02-02 (scm) | O/Head Line
000141246 | FUSE LINK SOLID | Electrical, 415V AC, 630A, to replace DIN Type Fuse Links Size 2 & 3 | Fuses
000105065 | FUSE LINK SOLID | Carrier, suitable for 33kV EDO (scm) | Fuses
000610071 | FUSE LINK SOLID | Expulsion, 100A, Min 6mm2 c/w Screw On Button Head for 12, 24 & 36kV EDOs, TS 06-03-01 (scm) | Switchgear Distribution
002404209 | FUSE LINK SOLID | Cu, 500V AC, 250A, DIN Type, Size 1 (P3) (scm) | Fuses
002453975 | FUSE LINK,ENCLOSED ELEMENT | 10A, Standard Blade, Red (P10) | Communications
002453983 | FUSE LINK,ENCLOSED ELEMENT | 3A, Standard Blade, Purple (P5) | Communications
000023378 | FUSE LINK,ENCLOSED ELEMENT | Type 12k, 12A, 23kV, Air Insulated, HRC Current Limiting, Spade Terminals Each End | Fuses
002465003 | FUSE LINK,ENCLOSED ELEMENT | 30A, Inline Fuse Blade (P5) | Remote Generation
000018980 | FUSE LINK,ENCLOSED ELEMENT | 12kV, 100A Full Range HRC Fuse, Barrell 292mm long x 88mm Dia, End Caps 34mm Long x 45mm Dia., For SF6/Air/Epoxy insulated Swithcgear, ETS12-01-02 (scm) | Fuses
002454007 | FUSE LINK,ENCLOSED ELEMENT | 3A, Mini-Blade, Violet/Purple (P10) | Communications
002404950 | FUSE LINK,EXPULSION | 15A, Class HXO, 69kV, 1300mm Lg | Switchgear
000620079 | FUSE LINK,EXPULSION | 10A, Class K, TS 06-03-01 (scm) | Switchgear Distribution
000620036 | FUSE LINK,EXPULSION | 3A, Class K, TS 06-03-01 (scm) | Switchgear Distribution
002400570 | FUSE LINK,EXPULSION | 5A, Class K, 69kV | Fuses
002400566 | FUSE LINK,EXPULSION | 3/10A, Class K, TS 06-03-01 (scm) | Switchgear Distribution
002403127 | FUSE LINK,EXPULSION | 2A, Class K, TS 06-03-01 (scm) | Switchgear Distribution
002404952 | FUSE LINK,EXPULSION | 80A, Class HXO, 69kV, 1300mm Lg | Fuses
000104176 | FUSE LINK,EXPULSION | 30A, 69kV, Type PE | Fuses
002404954 | FUSE LINK,EXPULSION | 63A, Class HXO, 69kV, 1300mm Lg | Fuses
002404933 | FUSE LINK,EXPULSION | 25A, Class K, 36kV, 915mm O/L Lg | Fuses
002404953 | FUSE LINK,EXPULSION | 50A, Class HXO, 69kV, 1300mm Lg | Fuses
000620150 | FUSE LINK,EXPULSION | 200A, Class K, Twin Pigtail Type (scm) | Fuses
000620044 | FUSE LINK,EXPULSION | 5A, Class K, TS 06-03-01 (scm) | Switchgear Distribution
002400571 | FUSE LINK,EXPULSION | 10A, Class K, 69kV | Fuses
000620117 | FUSE LINK,EXPULSION | 40A, Class K, TS 06-03-01 (scm) | Switchgear Distribution
000620109 | FUSE LINK,EXPULSION | 30A, Class K, TS 06-03-01 (scm) | Switchgear Distribution
002400568 | FUSE LINK,EXPULSION | 25A, Class K, TS 06-03-01 (scm) | Switchgear Distribution
000620095 | FUSE LINK,EXPULSION | 20A, Class K, TS 06-03-01 (scm) | Switchgear Distribution
000620087 | FUSE LINK,EXPULSION | 16A, Class K, TS 06-03-01 (scm) | Switchgear Distribution
000104605 | FUSE LINK,EXPULSION | 12A, Class K (scm) | Switchgear Distribution
000620052 | FUSE LINK,EXPULSION | 8A, Class K, TS 06-03-01 (scm) | Switchgear Distribution
002455863 | FUSE LINK,EXPULSION | 10/30A, Class K, JTS 06-03-01 (scm) | Switchgear Distribution
000620158 | FUSE LINK,EXPULSION | 6/20A, Class K, TS 06-03-01 (scm) | Switchgear Distribution
000620192 | FUSE LINK,EXPULSION | 40A, Class T, TS 06-03-01 (scm) | Switchgear Distribution
000620206 | FUSE LINK,EXPULSION | 20A, Class T, TS 06-03-01 (scm) | Switchgear Distribution
002404930 | FUSE LINK,EXPULSION | 16A, Class T, TS 06-03-01 (scm) | Switchgear Distribution
000620273 | FUSE LINK,EXPULSION | 10A, Class T, TS 06-03-01 (scm) | Switchgear Distribution
002404929 | FUSE LINK,EXPULSION | 8A, Class T, TS 06-03-01 (scm) | Switchgear Distribution
000620141 | FUSE LINK,EXPULSION | 100A, Class K, TS 06-03-01 (P1) (scm) | Switchgear Distribution
000620137 | FUSE LINK,EXPULSION | 80A, Class K, TS 06-03-01 (scm) | Switchgear Distribution
000620133 | FUSE LINK,EXPULSION | 63A, Class K, TS 06-03-01 (scm) | Switchgear Distribution
000620125 | FUSE LINK,EXPULSION | 50A, Class K, TS 06-03-01 (scm) | Switchgear Distribution
002404931 | FUSE LINK,EXPULSION | 3.15A, Class K, 36kV, 915mm O/L Lg | Fuses
002403130 | FUSE LINK,EXPULSION | 63A, Class T | Fuses
002404928 | FUSE LINK,EXPULSION | 5A, Class T, TS 06-03-01 (scm) | Switchgear
001032226 | FUSE PANEL ASSEMBLY | Kit c/w 3 x 32A 415V AC Fuse Holders, 3 x 6A HRC Fuses, Mtd on Insulated Panel 150 x 100 x 10mm c/w Sealing Studs & Perspex Cover | U/G Pits & Pillars
002486397 | FUSE,CARTRIDGE | 20A, 69kV, Boric Acid Filled, Standard Speed, Class Rating SMD-1A | Fuses
002492056 | FUSE,CARTRIDGE | Ferrule, 38mm Lg, 10mm Dia Cap, 20A 240v AC 16.5 kA Rated Breaking Capacity, Type SK gG, AS 60269.3 | Fuses
002480648 | FUSE,CARTRIDGE | 60A, Ceramic Cartridge, for Plug In Base Electricity Meter, Eaton Bussmann Series, 30 x 57mm | Fuses
002400600 | FUSE,CARTRIDGE | 80A, 12kV, Full Range, Barrel 442mm Lg, 86mm Dia, End Caps 34mm Lg, 45mm Dia c/w Striker Pin to DIN Standard 43625 (scm) | Fuses
000621112 | FUSE,CARTRIDGE | 11kV, HRC Current Limiting, 50A, 20kA Fault Rating, Powder Filled (scm) | Fuses
002404140 | FUSE,CARTRIDGE | 24kV, HRC RMU Full Range Type, 5A, Barrel 565mm Lg 50.8mm Dia, incl End Caps 44mm Lg 50.8mm Dia, with Striker Pin, to DIN Standard 43625 (P3) | Fuses
002400618 | FUSE,CARTRIDGE | 12kV, HRC RMU Oil Immersed Type, 45A, suits Andelect SDAF3 & L&C GF3 Fuse Switches Barrel 254mm Lg, 68mm Dia, End Caps 40mm Lg 63.5mm Dia with Striker Pin | Fuses
000003859 | FUSE,CARTRIDGE | 425A, 690V, NH-Fuse insert FQD7, suit Transmitter Control, ETS 2011/0363/T 12k-FQD | Substation
000003858 | FUSE,CARTRIDGE | 400A, 690V, NH-Fuse insert FQD6, suit Transmitter Control, ETS 2011/0363/T 12j-FQD | Substation
000003857 | FUSE,CARTRIDGE | 350A, 690V, NH-Fuse Insert FQD5, suit Transmitter Control, ETS 2011/0363/T 12i-FQD | Substation
000003856 | FUSE,CARTRIDGE | 80A, 500V, NH-Fuse Insert FQD3 & FQD4, suit Transmitter Control, ETS 2011/0363/T 12h-FQD | Substation
000003836 | FUSE,CARTRIDGE | 630A, Input Fuse, suit SFU-K 503 Transmitter Control, ETS 2011/0363/T 12d-SFU | Substation
000003835 | FUSE,CARTRIDGE | 250A, Input Fuse, suit SFU-K 403 Transmitter Control, ETS 2011/0363/T 12c-SFU | Substation
000003834 | FUSE,CARTRIDGE | 160A, Input Fuse, suit SFU-K 303 Transmitter Control, ETS 2011/0363/T 12b-SFU | Substation
000003833 | FUSE,CARTRIDGE | 125A, Input Fuse, suit SFU-K 203 Transmitter Control, ETS 2011/0363/T 12a-SFU | Substation
000005003 | FUSE,CARTRIDGE | 250V AC, Glass Cartridge M205 Type, 2A, 5 x 20mm, Miniature, Fast Fuse, suit ZS4-SF1 Fuse Holder Terminals | Substation
002400619 | FUSE,CARTRIDGE | 12kV, HRC RMU Oil Immersed Type, 63A, suits Andelect SDAF3 & L&C GF3 Fuse Switches, Barrel 254mm Lg, 68mm Dia, End Caps 40mm Lg, 63.5mm Dia c/w | Fuses
000621032 | FUSE,CARTRIDGE | 12kV, HRC RMU Oil Immersed Type, 50A, Barrel 254mm Lg, 68mm Dia, End Caps 40mm Lg, 63.5mm Dia c/w Striker Pin (P3) (scm) | Fuses
002403620 | FUSE,CARTRIDGE | 12kV, HRC RMU Oil Immersed Type, 31.5A, suit Andelect SDAF3 & L&C GF3 Fuse Switches, Barrel 254mm Lg, 68mm Dia, End Caps 40mm Lg, 63.5mm Dia c/w Striker Pin | Fuses
002406262 | FUSE,CARTRIDGE | 12kV, HRC RMU Oil Immersed Type 20A, suit Andelect SDAF3 & L&C GF3 Fuse Switches, Barrel 254mm Lg, 68mm Dia, End Caps 40mm Lg, 63.5mm Dia c/w | Fuses
002404921 | FUSE,CARTRIDGE | 12kV, HRC RMU Oil Immersed Type, 16A, suit Andelect SDAF3 & L&C GF3 Fuse Switches, Barrel 254mm Lg, 68mm Dia, End Caps 40mm Lg, 63.5mm Dia c/w Striker Pin | Fuses
002400623 | FUSE,CARTRIDGE | 12kV, Full Range, RMU DIN Type, 90A, Barrel 359mm Lg, 76.2mm Dia, End Caps 44mm Lg, 76.2mm Dia c/w Striker Pin to DIN Standard 43625 | Fuses
002400626 | FUSE,CARTRIDGE | 12kV, Full Range, RMU DIN Type Air Insulated, 80A, Barrel 359mm Lg, 76.2mm Dia, End Caps 44mm Lg, 76.2mm Dia c/w Striker Pin to DIN | Fuses
002400622 | FUSE,CARTRIDGE | 12kV, Full Range, RMU DIN Type, 63A, Barrel 359mm Lg, 76.2mm Dia, End Caps 44mm Lg, 76.2mm Dia c/w Striker Pin to DIN Standard 43625 | Fuses
002404141 | FUSE,CARTRIDGE | 24kV, HRC RMU Full Range Type, 20A, Barrel 565mm Lg, 50.8mm Dia, End Caps 44mm Lg, 50.8mm Dia c/w Striker Pin to DIN Standard 43625 | Fuses
002406248 | FUSE,CARTRIDGE | 500V AC, HRC Cartridge 10G Type, 2A, 38 x 10.3mm Dia, Modular, ETS 12-02-01 Group A (scm) | Fuses
000408923 | FUSE,CARTRIDGE | 250V AC, HRC Cartridge XK Type, 100A, 76.2 x 20.6mm Dia, ETS 12-02-01 Group A (MOQ10) (scm) | Fuses
000408915 | FUSE,CARTRIDGE | 250V AC, HRC Cartridge XK Type, 80A, 76.2 x 20.6mm Dia, ETS 12-02-01 Group A (scm) | Fuses
002400642 | FUSE,CARTRIDGE | 415V AC, HRC Cartridge TM Type, 400A, 4 Hole Bolt in Centre Tags, 133/184mm Fixing Centres | Fuses
002406254 | FUSE,CARTRIDGE | 415V AC, HRC Cartridge TF Type, 200 Amp, 2 Hole Bolt in Centre Tags 111mm Fixing Centres | Fuses
002400646 | FUSE,CARTRIDGE | 660V AC, HRC Cartridge TLT Type, 800A, 4 Hole Bolt in Centre Tags, 165/229mm Fixing Centres | Fuses
002400643 | FUSE,CARTRIDGE | 660V AC, HRC Cartridge TMF Type, 400A, 2 Hole Bolt in Centre Tags, 111mm Fixing Centres | Fuses
002400639 | FUSE,CARTRIDGE | 660V AC, HRC Cartridge TKF Type, 315A, 2 Hole Bolt in Centre Tags, 111mm Fixing Centres | Fuses
002400593 | FUSE,CARTRIDGE | 65A, 69kV, Boric Acid Filled, Standard Speed, suit SMD-1A Fuse Mounts | Fuses
000003307 | FUSE,CARTRIDGE | 60A, 600V, LP, Time Delay, Class J, St George STATCOM | Substation Accessories
002404145 | FUSE,CARTRIDGE | 6.3A, 24kV, Powder Filled c/w Thermal Overload Release | Fuses
002400629 | FUSE,CARTRIDGE | 12kV, Full Range, RMU DIN Type, Air Insulated,125Amp, Barrel 359mm Lg, 76.2mm Dia, End Caps 44mm Lg, 76.2mm Dia with Striker Pin to DIN Standard 43625 | Fuses
000621016 | FUSE,CARTRIDGE | 12kV, Full Range, 80A, Barrel 292mm Lg, 76.2mm Dia, End Caps 34mm Lg, 45mm Dia c/w Striker Pin to DIN Standard 43625 Fuse, ETS 12-01-02 (scm) | Fuses
000408790 | FUSE,CARTRIDGE | 250V AC, HRC Cartridge SK Type, 45A, 29 x 12.7mm Dia (MOQ10) | Fuses
002451995 | FUSE,CARTRIDGE | 11kV, HRC Current Limiting, 8A, 20kA Fault Rating, Powder Filled, ETS 12-01-04 (scm) | Fuses
002451987 | FUSE,CARTRIDGE | 11kV, HRC Current Limiting, 6A, 20kA Fault Rating, Powder Filled, ETS 12-01-04 (scm) | Fuses
002452027 | FUSE,CARTRIDGE | 11kV, HRC Current Limiting, 30A, 20kA Fault Rating, Powder Filled, ETS 12-01-04 (scm) | Fuses
002400607 | FUSE,CARTRIDGE | 250V AC, HRC Cartridge SK Type, 15A, 29mm x 12.7mm Dia | Fuses
000621110 | FUSE,CARTRIDGE | 11kV, HRC Current Limiting, 25A, 20kA Fault Rating, Powder Filled, ETS 12-01-04 (scm) | Fuses
002452134 | FUSE,CARTRIDGE | 11kV, HRC Current Limiting, 20A, 20kA Fault Rating, Powder Filled, ETS 12-01-04 (scm) | Fuses
002452019 | FUSE,CARTRIDGE | 11kV, HRC Current Limiting, 18A, 20kA Fault Rating, Powder Filled, ETS 12-01-04 (scm) | Fuses
002452001 | FUSE,CARTRIDGE | 11kV, HRC Current Limiting, 12A, 20kA Fault Rating, Powder Filled, ETS 12-01-04 (scm) | Fuses
000104609 | FUSE,CARTRIDGE | 11/22kV, HRC Current Limiting, 30A, 20kA Fault Rating, Powder Filled (scm) | Fuses
000104608 | FUSE,CARTRIDGE | 11/22kV, HRC Current Limiting, 25A, 20kA Fault Rating, Powder Filled (scm) | Fuses
002404163 | FUSE,CARTRIDGE | 11/22kV, HRC Current Limiting, 20A, 20kA Fault Rating, Powder Filled (scm) | Fuses
000104606 | FUSE,CARTRIDGE | 11/22kV, HRC Current Limiting, 18A, 20kA Fault Rating, Powder Filled (scm) | Fuses
000621109 | FUSE,CARTRIDGE | 11/22kV, HRC Current Limiting, 12A, 20kA Fault Rating, Powder Filled (scm) | Fuses
000104607 | FUSE,CARTRIDGE | 11/22kV, HRC Current Limiting, 8A, 20kA Fault Rating, Powder Filled (scm) | Fuses
002404162 | FUSE,CARTRIDGE | 11/22kV, HRC Current Limiting, 6A, 20kA Fault Rating, Powder Filled (scm) | Fuses
000104610 | FUSE,CARTRIDGE | 11kV, HRC Current Limiting, 40A, 20kA, Fault Rating, Powder Filled (scm) | Fuses
002406263 | FUSE,CARTRIDGE | 12kV, HRC RMU Oil Immersed Type, 40A, suit Andelect SDAF3 & L&C GF3 Fuse Switches, Barrel 254mm Lg, 68mm Dia, End Caps 40mm Lg, 63.5mm Dia c/w Striker Pin | Fuses
002400625 | FUSE,CARTRIDGE | 12kV, HRC RMU Oil Immersed Type, 90A, suits Andelect SDAF3 & L&C GF3 Fuse Switches, Barrel 359mm Lg, 68mm Dia, End Caps 40mm Lg, 63.5mm Dia c/w | Fuses
000621059 | FUSE,CARTRIDGE | 12kV, Full Range, 80A, Barrel 254mm Lg, 68mm Dia, End Caps 40mm Lg, 63.5mm Dia c/w Striker Pin to DIN Standard 43625 Fuse (P3) (scm) | Fuses
002400612 | FUSE,CARTRIDGE | 69kV, HRC Cartridge, 20A, 940 x 72mm Dia | Fuses
002416147 | FUSE,CARTRIDGE | 80A, 69kV, Boric Acid Filled, Standard Speed, suit SMD-1A Fuse Mounts | Fuses
002400604 | FUSE,CARTRIDGE | 240/415V, Ceramic Cartridge, 2A, 32 x 6mm Dia, AC use in Test Lamps | Fuses
002400609 | FUSE,CARTRIDGE | 69kV, HRC Cartridge, 15A, 940 x 72mm Dia | Fuses
000003309 | FUSE,CARTRIDGE | Bussman Cube, 10A, 600V, Time Delay, St George STATCOM | Substation Accessories
002404137 | FUSE,CARTRIDGE | 24kV, Full Range, 25A, Barrel 442mm Lg, 50.8mm Dia, End Caps 33mm Lg, 45mm Dia, with Striker Pin to DIN Standard 43625 | Fuses
002471787 | FUSE,CARTRIDGE | 250V AC, HRC Cartridge 3AB Type, 6A, 32 x 6.3mm Dia, Ceramic Body (scm) | Fuses
002400596 | FUSE,CARTRIDGE | 10A, 69kV, Boric Acid Filled, Standard Speed, suit SMD-1A Fuse Mounts | Fuses
002483204 | FUSE,CARTRIDGE | 65A, 69kV, Boric Acid Filled, Standard Speed, suit SMD-50 Fuse Mounts | Fuses
002400590 | FUSE,CARTRIDGE | 30A, 69kV, Boric Acid Filled, Standard Speed, suit SMD-1A Fuse Mounts | Fuses
002400588 | FUSE,CARTRIDGE | 15A, 69kV, Boric Acid Filled, Standard Speed, suit SMD-1A Fuse Mounts | Fuses
002487205 | FUSE,CARTRIDGE | 24kV, HRC RMU Back-up, 100A, Barrel 442mm Lg, 85mm Dia, End Caps 34mm Lg, 45mm Dia c/w Striker Pin to DIN Standard 43 625, IEC 60282-1 & VDE 0670-4 | Fuses
002404138 | FUSE,CARTRIDGE | 24kV, Full Range, RMU DIN Type, Air Insulated, 63A, Barrel 442mm Lg, 50.8mm Dia, End Caps 33mm Lg, 45mm Dia, with Striker Pin to DIN Standard 43625 | Fuses
002400610 | FUSE,CARTRIDGE | 415V AC, HRC Cartridge NS Type, 32A, Clip-in Offset Staggered Tags, 62mm Lg | Fuses
002400579 | FUSE,CARTRIDGE | 500V AC, HRC Cartridge 10G Type, 16A, 38 x 10.3mm Dia, Modular, ETS 12-02-01 Group A (scm) | Fuses
000124228 | FUSE,CARTRIDGE | 415V AC, HRC Cartridge UK Type, 100A, 56mm x 30mm Dia | Fuses
002400591 | FUSE,CARTRIDGE | 40A, 69kV, Boric Acid Filled, Standard Speed, suit SMD-1A Fuse Mounts | Fuses
002403152 | FUSE,CARTRIDGE | 415V AC, HRC Cartridge JH Type, 100A, 2 Hole Bolt-in Slotted Centre Tags, 76mm Fixing Centres Wedge Type Carrier | Fuses
002459006 | FUSE,CARTRIDGE | 1000V DC, 4A, 50kA, 24V Power Supply in GUSS Unit | CSI (Solar Power)
002400613 | FUSE,CARTRIDGE | 25A, 69kV, HRC Cartridge, 940 x 72mm Dia | Fuses
002483212 | FUSE,CARTRIDGE | 50A, 69kV, Boric Acid Filled, Standard Speed, suit SMD-50 Fuse Mounts | Fuses
002459014 | FUSE,CARTRIDGE | 230V AC, 30A, Fast Acting, suit GUSS Surge Diverter, Heat Exchange & Cabinet Lights Circuits | CSI (Solar Power)
002404913 | FUSE,CARTRIDGE | 500V AC, HRC DIN Type, 1000A, Size 4 | Fuses
001011185 | FUSE,CARTRIDGE | 415V AC, HRC Cartridge TCP Type, 100A, 2 Hole Bolt in Offset Tags, 94mm Fixing Centres | Fuses
002467934 | FUSE,CARTRIDGE | 500V AC, HRC DIN Type, 80A, Size 2, Fast Acting gG | Fuses
002492064 | FUSE,CARTRIDGE | Ferrule, 38mm Lg, 10mm Dia Cap, 10A 240V AC 16.5 kA Rated Breaking Capacity, Type SK gG, AS 60269.3 | Fuses
002404948 | FUSE,CARTRIDGE | 12kV, HRC RMU Oil Immersed Type, 25A, suits Andelect SDAF3 & L&C GF3 Fuse Switches Barrel 254mm Lg, 68mm Dia, End Caps 40mm Lg, 63.5mm Dia, with Striker | Fuses
002406256 | FUSE,CARTRIDGE | 415V AC, HRC Cartridge TFP Type, 160A, 2 Hole Bolt in Offset Tags 94mm Fixing Centres | Fuses
002483196 | FUSE,CARTRIDGE | 80A, 69kV, Boric Acid Filled, Standard Speed, suit SMD-50 Fuse Mounts | Fuses
002400640 | FUSE,CARTRIDGE | 660V AC, HRC Cartridge , TM Type, 355A, 4 Hole Bolt in Centre Tags, 133/184mm Fixing Centres | Fuses
000725224 | FUSE,CARTRIDGE | 69kV, 30A, CA Spec PS7/023/SE/88 Rev A | Fuses
000408907 | FUSE,CARTRIDGE | 250V AC, HRC Cartridge XK Type, 60A, 76.2 x 20.6mm Dia, ETS 12-02-01 Group A (scm) | Fuses
000408939 | FUSE,CARTRIDGE | 415V AC, HRC Cartridge VK Type, 100A, 57 x 22.2mm Dia, ETS 12-02-01 Group A (scm) | Fuses
000408931 | FUSE,CARTRIDGE | 415V AC, HRC Cartridge VK Type, 80A, 57 x 22.2mm Dia, ETS 12-02-01 Group A (scm) | Fuses
000124015 | FUSE,CARTRIDGE | 415V AC, HRC Cartridge VK Type, 60A, 57 x 22.2mm Dia, ETS 12-02-01 Group A (scm) | Fuses
000124007 | FUSE,CARTRIDGE | 415V AC, HRC Cartridge VK Type, 45A, 57 x 22.2mm Dia, ETS 12-02-01 Group A | Fuses
000124002 | FUSE,CARTRIDGE | 415V AC, HRC Cartridge VK Type, 32A, 57 x 22.2mm Dia, ETS 12-02-01 Group A (scm) | Fuses
002406250 | FUSE,CARTRIDGE | 415V AC, HRC Cartridge VK Type, 20A, 57 x 22.2mm Dia, ETS 12-02-01 Group A (MOQ10) (scm) | Fuses
000408869 | FUSE,CARTRIDGE | 440V AC, HRC Cartridge UK Type, 63A, 50.8 x 16.7mm Dia, ETS 12-02-01 Group A (scm) | Fuses
002406258 | FUSE,CARTRIDGE | 440V AC, HRC Cartridge UK Type, 45A, 50.8 x 16.7mm Dia, ETS 12-02-01 Group A (P10) (scm) | Fuses
002404894 | FUSE,CARTRIDGE | 440V AC, HRC Cartridge PK Type, 55A, 50.8 x 14.3mm Dia, ETS 12-02-01 Group A (scm) | Fuses
000408818 | FUSE,CARTRIDGE | 440V AC, HRC Cartridge PK Type, 45A, 50.8 x 14.3mm Dia, ETS 12-02-01 Group A (scm) | Fuses
002404139 | FUSE,CARTRIDGE | 24kV, Full Range, RMU DIN Type, Air Insulated, 40A, Barrel 442mm Lg, 50.8mm Dia, End Caps 33mm Lg, 45mm Dia c/w Striker Pin to DIN Standard 43625, | Fuses
000621113 | FUSE,CARTRIDGE | 24kV, HRC RMU Full Range Type, 20A, Barrel 442mm Lg, 50.8mm Dia, End Caps 34mm Lg, 45mm Dia c/w Striker Pin to DIN Standard 43625, ETS 12-01-02 (scm) | Fuses
002424919 | FUSE,CARTRIDGE | 24kV, HRC RMU Full Range Type, 16A, Barrel 442mm Lg, 50.8mm Dia, End Caps 34mm Lg, 45mm Dia c/w Striker Pin to DIN Standard 43625, ETS 12-01-02 (scm) | Fuses
002406261 | FUSE,CARTRIDGE | 12kV, Full Range, RMU DIN Type, Air Insulated, 63A, Barrel 292mm Lg, 50.8mm Dia, End Caps 34mm Lg, 45mm Dia c/w Striker Pin to DIN Standard 43625, | Fuses
002404926 | FUSE,CARTRIDGE | 12kV, Full Range, RMU DIN Type, Air Insulated, 50A, Barrel 292mm Lg, 76.2mm Dia, End Caps 34mm Lg, 45mm Dia c/w Striker Pin to DIN Standard 43625, | Fuses
000621008 | FUSE,CARTRIDGE | 12kV, Full Range, 40A, Barrel 292mm Lg, 76.2mm Dia, End Caps 34mm Lg, 45mm Dia c/w Striker Pin to DIN Standard 43625 Fuse, ETS 12-01-02 (P3) (scm) | Fuses
002400616 | FUSE,CARTRIDGE | 12kV, Full Range, RMU Din Type, 31.5A, Barrel 292mm Lg, 50.8mm Dia, End Caps 34mm Lg, 45mm Dia c/w Striker Pin to DIN Standard 43625, suits Krone Kesio & | Fuses
002404922 | FUSE,CARTRIDGE | 12kV, Full Range, RMU DIN Type, Air Insulated, 25A, Barrel 292mm Lg, 50.8mm Dia, End Caps 34mm Lg, 45mm Dia c/w Striker Pin to DIN Standard 43625, | Fuses
000620648 | FUSE,CARTRIDGE | 12kV, Full Range, 20A, Barrel 292mm Lg, 50.8mm Dia, End Caps 34mm Lg, 45mm Dia c/w Striker Pin to DIN Standard 43625 Fuse, ETS 12-01-02 (order in packs)(scm) | Fuses
000620613 | FUSE,CARTRIDGE | 12kV, Full Range, 10A, Barrel 292mm Lg, 50.8mm Dia, End Caps 34mm Lg, 45mm Dia c/w Striker Pin to DIN Standard 43625 Fuse, ETS 12-01-02 (scm) | Fuses
002404945 | FUSE,CARTRIDGE | 250V AC, HRC Cartridge, 10A, Size O (8AB) 25.4 x 6.35mm Dia, ETS 12-02-01 Group A (scm) | Fuses
000621208 | FUSE,CARTRIDGE | 500V AC, HRC DIN Type, 630A, Size 3, ETS 12-02-01 Group E (scm) | Fuses
000140916 | FUSE,CARTRIDGE | 500V AC, HRC DIN Type Size 3, 500A, ETS 12-02-01 Group E (scm) | Fuses
000140908 | FUSE,CARTRIDGE | 500V AC, HRC DIN Type Size 2, 400A, ETS 12-02-01 Group E (scm) | Fuses
000140894 | FUSE,CARTRIDGE | 500V AC, HRC DIN Type Size 2, 355A, ETS 12-02-01 Group E (scm) | Fuses
000140886 | FUSE,CARTRIDGE | 500V AC, HRC DIN Type Size 2, 315A, ETS 12-02-01 Group E (scm) | Fuses
002406252 | FUSE,CARTRIDGE | 500V AC, HRC DIN Type, 250A, Size 2, ETS 12-02-01 Group E (scm) | Fuses
000140884 | FUSE,CARTRIDGE | 500V AC, HRC DIN Type Size 2, 200A, ETS 12-02-01 Group E (P3) (MOQ27) (scm) | Fuses
002403168 | FUSE,CARTRIDGE | 500V AC, HRC DIN Type, 125A, Size 2, ETS 12-02-01 Group E (scm) | Fuses
002403164 | FUSE,CARTRIDGE | 500V AC, HRC DIN Type, 100A, Size 2, ETS 12-02-01 Group E (scm) | Fuses
000140878 | FUSE,CARTRIDGE | 500V AC, HRC DIN Type Size 1, 250A, ETS 12-02-01 Group E (P3) (scm) | Fuses
000140851 | FUSE,CARTRIDGE | 500V AC, HRC DIN Type Size 1, 200A, ETS 12-02-01 Group E (scm) | Fuses
000140843 | FUSE,CARTRIDGE | 500V AC, HRC DIN Type Size 1, 160A, ETS 12-02-01 Group E (scm) | Fuses
000140835 | FUSE,CARTRIDGE | 500V AC, HRC DIN Type Size 1, 125A, ETS 12-02-01 Group E (scm) | Fuses
000140827 | FUSE,CARTRIDGE | 500V AC, HRC DIN Type Size 1, 100A, ETS 12-02-01 Group E (P3) (scm) | Fuses
000140819 | FUSE,CARTRIDGE | 500V AC, HRC DIN Type Size 1, 80A, ETS 12-02-01 Group E (scm) | Fuses
000621199 | FUSE,CARTRIDGE | 500V AC, HRC DIN Type, 63A, Size 1, ETS 12-02-01 Group E (scm) | Fuses
000104604 | FUSE,CARTRIDGE | 500V AC, HRC DIN Type, 50A, Size 1, ETS 12-02-01 Group E (scm) | Fuses
002466019 | FUSE,CARTRIDGE | 5A, 69kV, Boric Acid Filled, Standard Speed, suit SMD-1A Fuse Mounts | Fuses
000620621 | FUSE,CARTRIDGE | 12kV, Full Range, 16A, Barrel 292mm Lg, 50.8mm Dia, End Caps 34mm Lg, 45mm Dia, with Striker Pin to DIN Standard 43625 Fuse | Fuses
002466027 | FUSE,CARTRIDGE | 7A, 69kV, Boric Acid Filled, Standard Speed, suit SMD-1A Fuse Mounts | Fuses
000621172 | FUSE,CARTRIDGE | 500V AC, HRC DIN Type, 160A, Size 00, Low Watts Loss, ETS 12-02-01 Group E (scm) | Fuses
000621164 | FUSE,CARTRIDGE | 500V AC, HRC DIN Type, 125A, Size 00, Low Watts Loss, ETS 12-02-01 Group E (MOQ10) (scm) | Fuses
002404909 | FUSE,CARTRIDGE | 500V AC, HRC DIN Type, 100A, Size 00, ETS 12-02-01 Group E (P3) (scm) | Fuses
000621156 | FUSE,CARTRIDGE | 500V AC, HRC DIN Type, 80A, Size 00, ETS 12-02-01 Group E (scm) | Fuses
000621148 | FUSE,CARTRIDGE | 500V AC, HRC DIN Type, 63A, Size 00, ETS 12-02-01 Group E (P3) (scm) | Fuses
002404911 | FUSE,CARTRIDGE | 500V AC, HRC DIN Type, 35A, Size 00, ETS 12-02-01 Group E (scm) | Fuses
001011177 | FUSE,CARTRIDGE | 415V AC, HRC Cartridge NS Type, 20A, Clip-in Offset Staggered Tags, 62mm Lg, ETS 12-02-01 Group D (scm) | Fuses
001011169 | FUSE,CARTRIDGE | 415V AC, HRC Cartridge NS Type, 16A, Clip-in Offset Staggered Tags, 62mm Lg, ETS 12-02-01 Group D (scm) | Fuses
001011142 | FUSE,CARTRIDGE | 415V AC, HRC Cartridge NS Type, 10A, Clip-in Offset Staggered Tags, 62mm Lg, ETS 12-02-01 Group D (MOQ10) (scm) | Fuses
001011134 | FUSE,CARTRIDGE | 415V AC, HRC Cartridge NS Type, 6A, Clip-in Offset Staggered Tags, 62mm Lg, ETS 12-02-01 Group D (scm) | Fuses
001011126 | FUSE,CARTRIDGE | 415V AC, HRC Cartridge NS Type, 4A, Clip-in Offset Staggered Tags, 62mm Lg, ETS 12-02-01 Group D (MOQ10) (scm) | Fuses
001011118 | FUSE,CARTRIDGE | 415V AC, HRC Cartridge NS Type, 2A, Clip-in Offset Staggered Tags, 62mm Lg, ETS 12-02-01 Group D (MOQ10) (scm) | Fuses
002406259 | FUSE,CARTRIDGE | 415V AC, HRC Cartridge TFP Type, 200A, 2 Hole Bolt in Offset Tags 94mm Fixing Centres | Fuses
002404902 | FUSE,CARTRIDGE | 415V AC, HRC Cartridge TIS Type, 63A, 2 Hole Bolt in Offset Tags 73mm Fixing Centres | Fuses
001011193 | FUSE,CARTRIDGE | 415V AC, HRC Cartridge TC Type, 100 Amp, 2 Hole Bolt in Centre Tags, 111mm Fixing Centres | Fuses
002406251 | FUSE,CARTRIDGE | 660V AC, HRC Cartridge TIA Type, 32A, 2 Hole Bolt in Offset Tags 73mm Fixing Centres | Fuses
001011517 | FUSE,CARTRIDGE | 660V AC, HRC Cartridge TIA Type, 10 Amp, 2 Hole Bolt in Offset Tags, 73mm Fixing Centres | Fuses
002400634 | FUSE,CARTRIDGE | 415V AC, HRC Cartridge TKM Type, 250A, 2 Hole Bolt in Centre Tags, 133mm Fixing Centres, ETS 12-02-01 Group C (scm) | Fuses
002404896 | FUSE,CARTRIDGE | 660V AC, HRC Cartridge OTTM Type, 630A, 4 Hole Bolt in Centre, Tags 133/184mm Fixing Centres | Fuses
000611193 | FUSE,CARTRIDGE | 660V AC, HRC Cartridge OTTM Type, 500A, 4 Hole Bolt in Centre Tags, 133/184mm Fixing Centres (scm) | Fuses
000611207 | FUSE,CARTRIDGE | 660V AC, HRC Cartridge OTLM Type, 710A, 4 Hole Bolt in Centre Tags, 133/184mm Fixing Centres (scm) | Fuses
002406255 | FUSE,CARTRIDGE | 415V AC, HRC Cartridge TM Type, 400A, 4 Hole Bolt in Centre Tags 133/184mm Fixing Centres | Fuses
000611169 | FUSE,CARTRIDGE | 660V AC, HRC Cartridge OTM Type, 355A, 4 Hole Bolt in Centre Tags, 133/184mm Fixing Centres (scm) | Fuses
000611096 | FUSE,CARTRIDGE | 660V AC, HRC Cartridge OTMF Type, 400A, 2 Hole Bolt in Centre Tags, 111mm Fixing Centres (scm) | Fuses
000611088 | FUSE,CARTRIDGE | 660V AC, HRC Cartridge OTMF Type, 355A, 2 Hole Bolt in Centre Tags, 111mm Fixing Centres (scm) | Fuses
000611061 | FUSE,CARTRIDGE | 660V AC, HRC Cartridge OTKF Type, 315A, 2 Hole Bolt in Centre Tags, 111mm Fixing Centres (scm) | Fuses
000611053 | FUSE,CARTRIDGE | 660V AC, HRC Cartridge OTKF Type, 250A, 2 Hole Bolt in Centre Tags, 111mm Fixing Centres (scm) | Fuses
000611045 | FUSE,CARTRIDGE | 415V AC, HRC Cartridge OTF Type, 200A, 2 Hole Bolt in Centre Tags, 111mm Fixing Centres (scm) | Fuses
000611037 | FUSE,CARTRIDGE | 660V AC, HRC Cartridge OTF Type, 160A, 2 Hole Bolt in Centre Tags, 111mm Fixing Centres (scm) | Fuses
000611029 | FUSE,CARTRIDGE | 660V AC, HRC Cartridge OTF Type, 125A, 2 Hole Bolt in Centre Tags, 111mm Fixing Centres (scm) | Fuses
002404893 | FUSE,CARTRIDGE | 660V AC, HRC Cartridge OTC Type, 100A, 2 Hole Bolt in Centre Tags 111mm Fixing Centres (scm) | Fuses
002404892 | FUSE,CARTRIDGE | 660V AC, HRC Cartridge OTC Type, 80A, 2 Hole Bolt in Centre Tags, 111mm Fixing Centres | Fuses
002410447 | FUSE,CARTRIDGE | 660V, AC HRC Cartridge TC Type, 50A, 2 Hole Bolt in Centre Tags, 111mm Fixing Centres, ETS 12-02-01 (scm) | Fuses
000124554 | FUSE,CARTRIDGE | 415V AC, HRC Cartridge JS Type, 400A, 2 Hole Bolt-in Slotted Centre Tags, 92mm Fixing Centres Wedge Type Carrier | Fuses
000124538 | FUSE,CARTRIDGE | 415V AC, HRC Cartridge JS Type, 250A, 2 Hole Bolt-in Slotted Centre Tags, 92mm Fixing Centres Wedge Type Carrier | Fuses
002400628 | FUSE,CARTRIDGE | 415V AC, HRC Cartridge JS Type, 100A, 2 Hole Bolt-in Slotted Centre Tags, 92mm Fixing Centres Wedge Type Carrier | Fuses
002400638 | FUSE,CARTRIDGE | 415V AC, HRC Cartridge JP Type, 315A, 2 Hole Bolt-in Slotted Centre Tags, 82mm Fixing Centres, Wedge Type Carrier | Fuses
002400637 | FUSE,CARTRIDGE | 415V AC, HRC Cartridge JP Type, 250A, 2 Hole Bolt-in Slotted Centre Tags, 82mm Fixing Centres Wedge Type Carrier | Fuses
000425909 | FUSE,CARTRIDGE | 415V AC, HRC Cartridge JP Type, 200A, 2 Hole Bolt-in Slotted Centre Tags, 82mm Fixing Centres Wedge Type Carrier | Fuses
002400636 | FUSE,CARTRIDGE | 415V AC, HRC Cartridge JP Type, 160A, 2 Hole Bolt-in Slotted Centre Tags, 82mm Fixing Centres Wedge Type Carrier | Fuses
000124201 | FUSE,CARTRIDGE | 415V AC, HRC Cartridge YK Type, 80A, 57 x 30.2mm Dia | Fuses
000408788 | FUSE,CARTRIDGE | 250V AC, HRC Cartridge SK Type, 32A, 29 x 12.7mm Dia | Fuses
000408761 | FUSE,CARTRIDGE | 250V AC, HRC Cartridge SK Type, 20A, 29 x 12.7mm Dia (MOQ10) | Fuses
002403151 | FUSE,CARTRIDGE | 250V AC, HRC Cartridge SK Type, 16A, 29 x 12.7mm Dia (P20) | Fuses
000408745 | FUSE,CARTRIDGE | 250V AC, HRC Cartridge SK Type, 10A, 29 x 12.7mm Dia (MOQ10) | Fuses
002406257 | FUSE,CARTRIDGE | 250V AC, HRC Cartridge SK Type, 8A, 29 x 12.7mm Dia | Fuses
002403150 | FUSE,CARTRIDGE | 250V AC, HRC Cartridge SK Type, 5A, 29 x 12.7mm Dia (P20) | Fuses
000408877 | FUSE,CARTRIDGE | 250V AC, HRC Cartridge OK Type, 45A, 35 x 16.7mm Dia | Fuses
002403149 | FUSE,CARTRIDGE | 250V AC, HRC Cartridge, 5A, Size O (8AB) 25.4 x 6.35mm Dia, ETS 12-02-01 Group A (P100) (scm) | Fuses
001011106 | FUSE,CARTRIDGE | 500V AC, HRC Cartridge 10G Type, 10A, 38 x 10.3mm Dia, Modular, ETS 12-02-01 Group A (scm) | Fuses
002400578 | FUSE,CARTRIDGE | 500V AC, HRC Cartridge 10G Type, 6A, 38 x 10.3mm Dia, Modular, ETS 12-02-01 Group A (scm) | Fuses
000104730 | FUSE,CARTRIDGE | 500V AC, HRC Cartridge 10G Type, 4A, 38 x 10.3mm Dia, Modular, ETS 12-02-01 Group A (scm) | Fuses
002406244 | FUSECARRIER | 100A, 24kV, suit Expulsion Drop Out Fuse, ETS 06-03-01 | Switchgear Distribution
002405102 | FUSECARRIER | 160A, 660V AC, 3 Pole, Accepts DIN Type Fuse Links Size 00, c/w 185mm Busbar Mounting Adaptor, Cable Cover ID Carrier & Terminal Bolts, fitted to Padmount LV | Fuses
002486165 | FUSECARRIER | Clear Fuse Carrier Test Assembly, c/w lead female banana plug | Tools & Equipment
000610067 | FUSECARRIER | 100A, 36kV, suit Expulsion Drop Out Fuse, ETS 06-03-01 | Switchgear Distribution
000610162 | FUSECARRIER | 100A, 12kV, to suit pre 1985 Stanger RE Heavy Duty Type Expulsion Drop Out Fuses | Fuses
002400529 | FUSECARRIER | 45A, 250V AC, suit 605FS Service Fuse & SK Fuse Links | Fuses
000022103 | FUSECARRIER | 12kA RMS, 12kV, for Fault Tamer Dropout Fuse, c/w Base Trunnion, AS1033, Bushfire Mitigation | Fuses
002400564 | FUSECARRIER | 100A, 69kV, to suit Stanger Expulsion Drop Out Fuse | Fuses
000408133 | FUSECARRIER | 45A, 250V AC, 606FO Type, Service, suit OK Fuse Links | Fuses
002492049 | FUSECARRIER | 500V, 32A Fuse Carrier, DIN Rail Mtg for gG type 10x38mm Metric Fuses (IEC 60269-2) | Fuses
002400523 | FUSECARRIER | 200A, 69kV, Horizontal/Underslung Mount c/w Live End Fittings to suit S&C Type SMD-1A Fuse Links, 1 Ph, w/out Insulators | Fuses
000610073 | FUSECARRIER | 100A, 24kV, suit Old Style Double Venting EDOs & 36kV Taplin D6-36HD Series EDOs | Fuses
002486173 | FUSECARRIER | Clear Fuse Carrier Test Assembly, c/w Housing Mounted Female Banana Plug | Tools & Equipment
002489292 | FUSECARRIER | LV Fuse Holder, 100A max, Orange c/w House Number Id Plate, suits PFV100 & PFV100695 Base & Carrier Fuse Holders | Line Hardware
000104805 | FUSECARRIER | 200A, 36kV, to suit Expulsion Drop Out 170kV Bil | Protection
000426142 | FUSEHOLDER,BASE & CARRIER | 415V AC, 100A, 6/95mm2, Service, QESI27/97, Item 13 (scm) (P20) | Line Hardware
002400506 | FUSEHOLDER,BASE & CARRIER | 550V AC, SC32H, 32A, Front Wired, Black, suit NS Fuse Links | Hardware & Tools
002400509 | FUSEHOLDER,BASE & CARRIER | 550V AC, SC32PWH, 32A, Back Wired to 2 Studs, White, SC20/32Link, suit NS Fuse Carrier | Hardware & Tools
002406242 | FUSEHOLDER,BASE & CARRIER | 440V AC, SC32P, 32A, Back Wired to 2 Studs, Black, suit NS Fuse Links (P5) | Hardware & Tools
002400507 | FUSEHOLDER,BASE & CARRIER | 550V AC, SC32HWH, 32A, Front Wired, suit NS Fuse Links | Hardware & Tools
002443422 | FUSEHOLDER,BASE & CARRIER | 35A, In-Line Standard Blade, Red c/w Weatherproof Fuse-holder Cap | Communications
000104728 | FUSEHOLDER,BASE & CARRIER | 415V AC, 32A Pole Mounted Secondary VT Fuses c/w Neutral Link Bracket & Fuse Carrier, suit 10G Type 10.3mm Dia x 38mm Lg Fuse Links (scm) | Fuses
000003311 | FUSEHOLDER,BASE & CARRIER | 690/700V, 800A, Size 3, Inverter Pole Fuse, St George STATCOM | Substation Accessories
000017739 | FUSEHOLDER,BASE & CARRIER | 415V, 100A, Service Fuse, Back Wired, 100 x 44 x 90mm, 35mm2 Double Clear Terminal, suit Ferrule Cartridge 22.2mm, 57mm Lg, Contactors & Blades lightly | U/G Pits & Pillars
002400538 | FUSEHOLDER,BASE & CARRIER | 250V AC, 612FX13, 100A, Service, to suit XK Fuse Links c/w Suspension Plate, Bolts & Nuts | Fuses
000426146 | FUSEHOLDER,BASE & CARRIER | 415V AC, 160A, 6/95mm2, Service, IPC Terminals, suit HRC DIN Size 00 Fuse Links (Dulmison K292 only) (P24) (scm) | Line Hardware
001032234 | FUSEHOLDER,BASE & CARRIER | Assembly c/w 1 x 32A Triple Pole Fuse Holder Preloaded with 3 x 6A 500V Fuse Link, G10 Type (Modular) 38 x 10mm Dia, 1 x 3 Modular Surface Enclosure, | Fuses
000141106 | FUSEHOLDER,BASE & CARRIER | 500V AC, 100A, 6/50mm2, for U/G Fuse Panels, suit VK Fuse Links, ETS 14-04-01 (P20) (scm) | U/G Pits & Pillars
002454031 | FUSEHOLDER,BASE & CARRIER | Mini Double Blade, Fuse Adaptor | Communications
002454809 | FUSEHOLDER,BASE & CARRIER | LV Fuse Fitting, 690V AC, 100A, 2 Stud Rear Connection, 140 x 51 x 100mm, Max Cable Entry 94mm2, suit HRC Fuse Link TCP Type Fuses | Fuses
000676363 | FUSEHOLDER,BASE & CARRIER | 69kV, 50A, 69kV, E Standard Speed (S&C SMD-50) | Fuses
000676309 | FUSEHOLDER,BASE & CARRIER | 69kV, SMD-50, 100A, Vertical Offset (Cat 92046R3, Brochure 212-31 Page 10) | Fuses
001032212 | FUSEHOLDER,BASE & CARRIER | 550V AC, 32A, Back Wired, Black, suit NS Fuse Links | Fuses
002498293 | FUSEHOLDER,BASE & CARRIER | 690V AC, 32A, 3P, Front Wired, Black, DIN Rail Mounting, suit 10 x 38mm Fuses | Fuses
002457208 | FUSEHOLDER,BASE & CARRIER | 30A, In-Line Splashproof Fuse Holder, for Mini Style Blade Fuse | Communications
002468924 | GASKET | Cam Cover Gasket, Scania DC13 Mechanical Parts | Remote Generation
002462869 | GASKET | Exhaust Gasket, Hino JO8 Mechanical Parts | Remote Generation
002462935 | GASKET | Turbo Exhaust Gaskets, Hino JO8 Mechanical Parts | Remote Generation
000000260 | GASKET | Set, to suit Bushing HD4, 33kV, 2000A, Grey | Network Spares
002404761 | GASKET | Intercool, 86 (Thursday Island) | General Hardware
002491421 | GASKET | Gasket for Inspection Hatches, O- Ring RI253.37x6.99 EPDM NT1932, suit GE Hypact | Substation
002404759 | GASKET | Rocker, 35kW (Thursday Island) | General Hardware
002469138 | GASKET | Coolant Flange Housing Gasket, Scania Engine, DC13 Mechanical Parts | Remote Generation
002078026 | GASKET | 180389, Gec 11kV OCB | Substation
002491454 | GASKET | Gasket for Inspection Hatches, suit GL309, GL312, GL314, DT1 72.5, DT1 145 | Substation
002404760 | GASKET | Rocker, 63 & 86kW (Thursday Island) | General Hardware
002404762 | GASKET | W/Pump, F 63 & 86 (Thursday Island) | General Hardware
000104497 | GASKET | 40 x 3 x 250mm Lg, Neoprene (scm) | U/G Equipment
002468932 | GASKET | Oil Cooler Cover Gasket, Scania DC13 Mechanical Parts | Remote Generation
002462752 | GASKET | Cam Shaft Housing Cover Gasket, Hino JO8 Mechanical Parts | Remote Generation
002462943 | GASKET | Turbo Gasket, Hino JO8 Mechanical Parts | Remote Generation
002462919 | GASKET | Thermostat Gasket, Hino JO8 Mechanical Parts | Remote Generation
002462745 | GASKET | Cylinder Head Cover Gasket, Hino JO8 Mechanical Parts | Remote Generation
002406621 | GASKET MATERIAL | 1200 x 900 x 6mm, Cork Compound NEBAR N80 | General
002406619 | GASKET MATERIAL | 1200 x 900 x 3mm, Cork Compound NEBAR N80 | General
002406620 | GASKET MATERIAL | 1200 x 900 x 5mm, Cork Compound NEBAR N80 | General
001945942 | GASKET MATERIAL | 1200 x 762 x 6.4mm, Neo-k-tex | General
002402088 | GASKET MATERIAL | 1200 x 900 x 1.5mm, Nebar | General
002488369 | GASKET SET | suit GE F35-145kV GIS | Switchgear Substation
002417665 | GATE | Set Weld Mesh Field Gate 2 x 2370mm x 1170mm x 25Nb 4.8m Opening, 400mm x 8m Chain, Hot Dipped Galv, Warwick Gates code: 8' Bar HDG | General Hardware
002417640 | GATE | Strainer Post Gudgeon, Cyclone Code: RA PG25 | General Hardware
002417624 | GATE | Drivable End Assembly with Hinges 1x2100mm (100mmNB/75x75mm angle) post, 1x3250mm x 50NB stay, 1x450mm x 200mm x 6mm Galvanised Drivable Stay Block | General Hardware
002417616 | GATE | Set Five Bar Field, 2 x 2370mm x 1170mm x 25Nb 4.8m opening, 400mm x 8mm chain Hot Dipped Galv Warwick Gates code; 8' Bar HDG | General Hardware
002496974 | GATE | HA1, Heavy Box Stay Assy, Adjustable Bolt Together Kit c/w 2 x 8ft Bar Gate, suit High Tension & Reactive Soil | General Hardware
002417657 | GATE | Strainer Assembly Post Driver 6" Round Pipe | General Hardware
002496982 | GATE | HA2, Heavy Box Stay Assy, Adjustable Bolt Together Kit c/w 2 x 8ft Mesh Gate, suit High Tension & Reactive Soil | General Hardware
002496990 | GATE | LA1, Light Box Stay Assy, Adjustable Bolt Together Kit c/w 2 x 8ft Bar Gate, suit most Rural Fencing Applications | General Hardware
002497006 | GATE | LA2, Light Box Stay Assy, Adjustable Bolt Together Kit c/w 2 x 8ft Mesh Gate, suit most Rural Fencing Applications | General Hardware
002475705 | GATE,FENCE | Gate Set Exclusion, Feral Gate, HDG, 2380 x 1750mm Set of 2, 400 x 8mm Chain, 4.8m Opening, Pack of 10 | General Hardware
002457257 | GAUGE | Conductor Diameter Measuring Gauge, 4 - 32mm OD, Non-conductive, Universal Sunrise Attachment, measurement reading in millimetres | Tools & Equipment
002484079 | GAUGE | Conductor Diameter, Aluminium, Sunrise Attachment (Live Line Tools) | Tools & Equipment
002471050 | GAUGE | Conductor Diameter Measuring Gauge, AAC, AAAC & CU, Info includes Diameter, Name, Stranding & Colour Of Conductor, 13 mm Aluminium Plate. | Tools & Equipment
002488344 | GAUGE | SF6 Gas Densimeter, suit GE F35-145kV GIS | Switchgear Substation
002477198 | GAUGE | Trunnion Gauge for 19.05mm Acme Threads | Live Line Equipment
000003700 | GAUGE | Density Monitor, Trafag, Sensors & Controls, P1 abs 620 +10kpa 20 Deg C, P2 abs 600 +10kpa 20 Deg C, P3 abs 600 +10kpa 20 Deg C, P4 abs +10kpa 20 Deg C, | Substation
002471068 | GAUGE | Conductor Diameter Measuring Gauge, ACSR, Info includes Diameter, Name, Stranding & Colour Of Conductor, 13 mm Aluminium Plate. | Tools & Equipment
000003266 | GAUGE,PRESSURE | for Merlin Gerin Circuit Breaker SF6 c/w Adjustable Alarm Contacts, Type 233.52.100-1 +9 BAR G1/2B DZ6X5 821.2.2 | Substation
002491413 | GAUGE,PRESSURE | SF6 Pressure Gauage, suit GE Hypact | Substation
000021178 | GAUGE,PRESSURE | ABB SafeLink & SafeLink 2 Gas Density | Switchgear
002491447 | GAUGE,PRESSURE | SF6 Pressure Gauage, suit GL309, GL312, GL314, DT1 72.5, DT1 145 | Substation
002428423 | GLOVE SHELLS,ELECTRICAL WORKERS | Live Line Leather Protector, Goat Skin, 3" Cuff, suit Glove Sizes 8.0 & 8.5, 12" Lg (305mm) | PPE, Hardware & Tools
002466498 | GLOVE SHELLS,ELECTRICAL WORKERS | Outer Protector, Class 0 & 00, Size 7, Insulating | PPE, Hardware & Tools
002428480 | GLOVE SHELLS,ELECTRICAL WORKERS | Live Line Leather Protector, Goat Skin, 3" Cuff, suit Glove Size 11.0, 12" Lg (305mm) | PPE, Hardware & Tools
001837495 | GLOVE SHELLS,ELECTRICAL WORKERS | Outer Protector, Class 0 & 00, Size 8, Insulating | PPE, Hardware & Tools
001837496 | GLOVE SHELLS,ELECTRICAL WORKERS | Outer Protector, Class 0 & 00, Size 9, Insulating | PPE, Hardware & Tools
002400380 | GLOVE SHELLS,ELECTRICAL WORKERS | Outer Protector, Class 0 & 00, Size 11, Insulating | PPE, Hardware & Tools
001837498 | GLOVE SHELLS,ELECTRICAL WORKERS | Outer Protector, Class 0 & 00, Size 10, Insulating | PPE, Hardware & Tools
002428464 | GLOVE SHELLS,ELECTRICAL WORKERS | Live Line Leather Protector, Goat Skin, 3" Cuff, suit Glove Sizes 10.0 & 10.5, 12" Lg (305mm) | PPE, Hardware & Tools
002428449 | GLOVE SHELLS,ELECTRICAL WORKERS | Live Line Leather Protector, Goat Skin, 3" Cuff, suit Glove Sizes 9.0 & 9.5, 12" Lg (305mm) | PPE, Hardware & Tools
001836102 | GLOVE,WELDER'S | Gauntlet Welders, Leather 400mm, use in Bat Removal Kit | HS & PPE
001837486 | GLOVES | Knitted Cotton Inner | PPE, Hardware & Tools
002479145 | GLOVES | Flying, Nomex, FR, Touch Screen Compatible, Size 8 | HS & PPE
001837482 | GLOVES | Inner Knitted Cotton, 14"/36cm (P10) (Ctn 200) | PPE, Hardware & Tools
002462117 | GLOVES | Inner for HV Insulating Gloves, Size XXL Nylon Shell with PU Coating | PPE, Hardware & Tools
002462109 | GLOVES | Inner for HV Insulating Gloves, Size XL, Nylon Shell with PU Coating | PPE, Hardware & Tools
002462091 | GLOVES | Inner for HV Insulating Gloves, Size L, Nylon Shell with PU Coating | PPE, Hardware & Tools
002462083 | GLOVES | Inner for HV Insulating Gloves, Size M, Nylon Shell with PU Coating | PPE, Hardware & Tools
000024729 | GLOVES | Inner for HV Insulating Gloves, Size S, Nylon Shell with PU Coating | PPE, Hardware & Tools
002423879 | GLOVES | Liner, 100% Cotton, to use with Rubber Gloves, suit employees susceptible to dermatitis | PPE, Hardware & Tools
000020182 | GLOVES | Leather Outer Glove, Size 13, Goat Skin, Velcro Strap, for Class 00 & 0 Gloves, AS/NZS2161.3:2005, EN388 & EN420 | Live Line Equipment
002489391 | GLOVES | Inners, One size Fits All, 100% Knitted Cotton, Seamless Construction, Cream | Hardware & Tools
002479186 | GLOVES | Flying, Nomex, FR, Touch Screen Compatible, Size 12 | HS & PPE
002479178 | GLOVES | Flying, Nomex, FR, Touch Screen Compatible, Size 11 | HS & PPE
002479160 | GLOVES | Flying, Nomex, FR, Touch Screen Compatible, Size 10 | HS & PPE
002479152 | GLOVES | Flying, Nomex, FR, Touch Screen Compatible, Size 9 | HS & PPE
000104359 | GLOVES,CHEMICAL PROTECTIVE | Nitrile (Pair) | General
002400368 | GLOVES,CHEMICAL PROTECTIVE | Cotton & Nitrile Half Gauntlet | HS & PPE
001837403 | GLOVES,DISPOSABLE | Vinyl, Large (Box of 100 Pairs) | PPE, Hardware & Tools
002470912 | GLOVES,DISPOSABLE | Megaman Industrial Glove, Size M, Nitrile, Black, for handling Oil | PPE, Hardware & Tools
002470862 | GLOVES,DISPOSABLE | Megaman Industrial Glove, Size S, Nitrile, Black, for handling Oil | PPE, Hardware & Tools
002470920 | GLOVES,DISPOSABLE | Megaman Industrial Glove, Size L, Nitrile, Black, for handling Oil | PPE, Hardware & Tools
002474591 | GLOVES,DISPOSABLE | Nitrile Glove; Size Large; 1 Pair only, Disposable. | HS & PPE
000013806 | GLOVES,DISPOSABLE | Medical, First-Aid, Nitrile, Large Size, Non-Sterile, supplied in Dispensing Box | HS & PPE
002470946 | GLOVES,DISPOSABLE | Megaman Industrial Glove, Size XXL, Nitrile, Black, for handling Oil | PPE, Hardware & Tools
002470953 | GLOVES,DISPOSABLE | Megaman Industrial Glove, Size XXXL, Nitrile, Black, for handling Oil | PPE, Hardware & Tools
002470938 | GLOVES,DISPOSABLE | Megaman Industrial Glove, Size XL, Nitrile, Black, for handling Oil | PPE, Hardware & Tools
000024855 | GLOVES,ELECTRICAL WORKER'S | Rubber, InsulatingClass 0, Size 7, Max 1000V AC,ANSI/ASTM D120, Yellow | Live Line Equipment
002428001 | GLOVES,ELECTRICAL WORKER'S | Class 2, Size 8, Natural Rubber, Black, Straight Cuff, 16" (400mm Lg) | PPE, Hardware & Tools
002428027 | GLOVES,ELECTRICAL WORKER'S | Class 2, Size 9, Natural Rubber, Black, Straight Cuff, 16" (400mm Lg) | PPE, Hardware & Tools
002428043 | GLOVES,ELECTRICAL WORKER'S | Class 2, Size 10, Natural Rubber, Black, Straight Cuff, 16" (400mm Lg) | PPE, Hardware & Tools
002428068 | GLOVES,ELECTRICAL WORKER'S | Class 2, Size 11, Natural Rubber, Black, Straight Cuff, 16" (400mm Lg) | PPE, Hardware & Tools
002489839 | GLOVES,ELECTRICAL WORKER'S | Electriflex Linemans, Class 3, 26.5kVAC, Size 9, Insulating Natural Rubber, Yellow/Black, Straight Cuff, 16" (400mm Lg) | Hardware & Tools
000024936 | GLOVES,ELECTRICAL WORKER'S | Electriflex Linesman, Class 2, 17kVAC, Size 11, Insulating Natural Rubber, Yellow/Black, Straight Cuff | Hardware & Tools
002489862 | GLOVES,ELECTRICAL WORKER'S | Electriflex Linemans, Class 3, 26.5kVAC, Size 10.5, Insulating Natural Rubber, Yellow/Black, Straight Cuff, 16" (400mm Lg) | Hardware & Tools
000025496 | GLOVES,ELECTRICAL WORKER'S | Electriflex Linesman, Class 4, 36kVAC, Size 11, Insulating Natural Rubber, Red/Black, Contour Cuff | Hardware & Tools
002489870 | GLOVES,ELECTRICAL WORKER'S | Electriflex Linemans, Class 3, 26.5kVAC, Size 11, Insulating Natural Rubber, Yellow/Black, Straight Cuff, 16" (400mm Lg) | Hardware & Tools
002489813 | GLOVES,ELECTRICAL WORKER'S | Electriflex Linemans, Class 3, 26.5kVAC, Size 8, Insulating Natural Rubber, Yellow/Black, Straight Cuff, 16" (400mm Lg) | Hardware & Tools
002489821 | GLOVES,ELECTRICAL WORKER'S | Electriflex Linemans, Class 3, 26.5kVAC, Size 8.5, Insulating Natural Rubber, Yellow/Black, Straight Cuff, 16" (400mm Lg) | Hardware & Tools
000024930 | GLOVES,ELECTRICAL WORKER'S | Electriflex Linesman, Class 2, 17kVAC, Size 8, Insulating Natural Rubber, Yellow/Black, Straight Cuff | Hardware & Tools
002489888 | GLOVES,ELECTRICAL WORKER'S | Electriflex Linemans, Class 3, 26.5kVAC, Size 12, Insulating Natural Rubber, Yellow/Black, Straight Cuff, 16" (400mm Lg) | Hardware & Tools
002498723 | GLOVES,ELECTRICAL WORKER'S | Novax, Class 0, Size 6, Insulating Rubber, Yellow, 360mm Lg | Hardware & Tools
000024935 | GLOVES,ELECTRICAL WORKER'S | Electriflex Linesman, Class 2, 17kVAC, Size 10.5, Insulating Natural Rubber, Yellow/Black, Straight Cuff | Hardware & Tools
002498715 | GLOVES,ELECTRICAL WORKER'S | Novax, Class 00, Size 6, Insulating Rubber, Orange, 280mm Lg | Hardware & Tools
002489854 | GLOVES,ELECTRICAL WORKER'S | Electriflex Linemans, Class 3, 26.5kVAC, Size 10, Insulating Natural Rubber, Yellow/Black, Straight Cuff, 16" (400mm Lg) | Hardware & Tools
002490357 | GLOVES,ELECTRICAL WORKER'S | Salisbury Honeywell, Class 00, 500VAC, Size 10.5, Insulating Natural Rubber, Red, Straight Cuff, 280mm (11") Lg, ASTM D120 - 02A | Hardware & Tools
002490316 | GLOVES,ELECTRICAL WORKER'S | Salisbury Honeywell, Class 00, 500VAC, Size 8.5, Insulating Natural Rubber, Red, Straight Cuff, 280mm (11") Lg, ASTM D120 - 02A | Hardware & Tools
002490290 | GLOVES,ELECTRICAL WORKER'S | Salisbury Honeywell, Class 00, 500VAC, Size 7, Insulating Natural Rubber, Red, Straight Cuff, 280mm (11") Lg, ASTM D120 - 02A | Hardware & Tools
000017089 | GLOVES,ELECTRICAL WORKER'S | Rubber, InsulatingClass 0, Size 10.5, Max 1000V AC,ANSI/ASTM D120, Yellow | PPE, Hardware & Tools
000017087 | GLOVES,ELECTRICAL WORKER'S | Rubber, InsulatingClass 0, Size 9.5, Max 1000V AC,ANSI/ASTM D120, Yellow | PPE, Hardware & Tools
002490340 | GLOVES,ELECTRICAL WORKER'S | Salisbury Honeywell, Class 00, 500VAC, Size 10, Insulating Natural Rubber, Red, Straight Cuff, 280mm (11") Lg, ASTM D120 - 02A | Hardware & Tools
002490324 | GLOVES,ELECTRICAL WORKER'S | Salisbury Honeywell, Class 00, 500VAC, Size 9, Insulating Natural Rubber, Red, Straight Cuff, 280mm (11") Lg, ASTM D120 - 02A | Hardware & Tools
002490332 | GLOVES,ELECTRICAL WORKER'S | Salisbury Honeywell, Class 00, 500VAC, Size 9.5, Insulating Natural Rubber, Red, Straight Cuff, 280mm (11") Lg, ASTM D120 - 02A | Hardware & Tools
002490308 | GLOVES,ELECTRICAL WORKER'S | Salisbury Honeywell, Class 00, 500VAC, Size 8, Insulating Natural Rubber, Red, Straight Cuff, 280mm (11") Lg, ASTM D120 - 02A | Hardware & Tools
000024931 | GLOVES,ELECTRICAL WORKER'S | Electriflex Linesman, Class 2, 17kVAC, Size 8.5, Insulating Natural Rubber, Yellow/Black, Straight Cuff | Hardware & Tools
002490365 | GLOVES,ELECTRICAL WORKER'S | Salisbury Honeywell, Class 00, 500VAC, Size 11, Insulating Natural Rubber, Red, Straight Cuff, 280mm (11") Lg, ASTM D120 - 02A | Hardware & Tools
000025493 | GLOVES,ELECTRICAL WORKER'S | Electriflex Linesman, Class 4, 36kVAC, Size 9.5, Insulating Natural Rubber, Red/Black, Contour Cuff | Hardware & Tools
000017084 | GLOVES,ELECTRICAL WORKER'S | Electrical Rubber 1000V, Working Class: 0, Size: 8 Yellow | PPE, Hardware & Tools
001836099 | GLOVES,ELECTRICAL WORKER'S | PVC, Double Dipped, 450mm | HS & PPE
000024933 | GLOVES,ELECTRICAL WORKER'S | Electriflex Linesman, Class 2, 17kVAC, Size 9.5, Insulating Natural Rubber, Yellow/Black, Straight Cuff | Hardware & Tools
002466480 | GLOVES,ELECTRICAL WORKER'S | Ansell ActivArmr, Class 00, 500VAC, Size 7, Insulating Rubber, Red, Straight Cuff, 280mm (11") Lg, ASTM D120 | PPE, Hardware & Tools
000025495 | GLOVES,ELECTRICAL WORKER'S | Electriflex Linesman, Class 4, 36kVAC, Size 10.5, Insulating Natural Rubber, Red/Black, Contour Cuff | Hardware & Tools
002489847 | GLOVES,ELECTRICAL WORKER'S | Electriflex Linemans, Class 3, 26.5kVAC, Size 9.5, Insulating Natural Rubber, Yellow/Black, Straight Cuff, 16" (400mm Lg) | Hardware & Tools
000017085 | GLOVES,ELECTRICAL WORKER'S | Rubber, InsulatingClass 0, Size 8.5, Max 1000V AC,ANSI/ASTM D120, Yellow | PPE, Hardware & Tools
000025492 | GLOVES,ELECTRICAL WORKER'S | Electriflex Linesman, Class 4, 36kVAC, Size 9, Insulating Natural Rubber, Red/Black, Contour Cuff | Hardware & Tools
000024934 | GLOVES,ELECTRICAL WORKER'S | Electriflex Linesman, Class 2, 17kVAC, Size 10, Insulating Natural Rubber, Yellow/Black, Straight Cuff | Hardware & Tools
000024932 | GLOVES,ELECTRICAL WORKER'S | Electriflex Linesman, Class 2, 17kVAC, Size 9, Insulating Natural Rubber, Yellow/Black, Straight Cuff | Hardware & Tools
002428266 | GLOVES,ELECTRICAL WORKER'S | Class 4, Size 12, Natural Rubber, Black, Straight Cuff, 18" (450mm Lg) | Hardware & Tools
001837488 | GLOVES,ELECTRICAL WORKER'S | Ansell ActivArmr, Class 00, 500VAC, Size 9, Insulating Rubber, Red, Straight Cuff, 280mm (11") Lg, ASTM D120 | PPE, Hardware & Tools
002400377 | GLOVES,ELECTRICAL WORKER'S | Ansell ActivArmr, Class 00, 500VAC, Size 8.5, Insulating Rubber, Red, Straight Cuff, 280mm (11") Lg, ASTM D120 | PPE, Hardware & Tools
001837487 | GLOVES,ELECTRICAL WORKER'S | Ansell ActivArmr, Class 00, 500VAC, Size 8, Insulating Rubber, Red, Straight Cuff, 280mm (11") Lg, ASTM D120 | PPE, Hardware & Tools
001837490 | GLOVES,ELECTRICAL WORKER'S | Ansell ActivArmr, Class 00, 500VAC, Size 10, Insulating Rubber, Red, Straight Cuff, 280mm (11") Lg, ASTM D120 | PPE, Hardware & Tools
002428241 | GLOVES,ELECTRICAL WORKER'S | Class 4, Size 11, Natural Rubber, Black, Straight Cuff, 18" (450mm Lg) | PPE, Hardware & Tools
002428233 | GLOVES,ELECTRICAL WORKER'S | Class 4, Size 10H, Natural Rubber, Black Straight Cuff, 18" (450mm Lg) | PPE, Hardware & Tools
002428225 | GLOVES,ELECTRICAL WORKER'S | Class 4, Size 10, Natural Rubber, Black, Straight Cuff, 18" (450mm Lg) | PPE, Hardware & Tools
002428217 | GLOVES,ELECTRICAL WORKER'S | Class 4, Size 9H, Natural Rubber, Black, Straight Cuff, 18" (450mm Lg) | PPE, Hardware & Tools
002428209 | GLOVES,ELECTRICAL WORKER'S | Class 4, Size 9, Natural Rubber, Black, Straight Cuff, 18" (450mm Lg) | PPE, Hardware & Tools
002403379 | GLOVES,ELECTRICAL WORKER'S | Electrical Rubber 1000V, Working Class: 0, Size: 11, Yellow. | PPE, Hardware & Tools
002403378 | GLOVES,ELECTRICAL WORKER'S | Electrical Rubber 1000V, Working Class: 0, Size: 10, Yellow. | PPE, Hardware & Tools
002403377 | GLOVES,ELECTRICAL WORKER'S | Electrical Rubber 1000V, Working Class: 0, Size: 9, Yellow | PPE, Hardware & Tools
002400379 | GLOVES,ELECTRICAL WORKER'S | Ansell ActivArmr, Class 00, 500VAC, Size 11, Insulating Rubber, Red, Straight Cuff, 280mm (11") Lg, ASTM D120 | PPE, Hardware & Tools
002400378 | GLOVES,ELECTRICAL WORKER'S | Ansell ActivArmr, Class 00, 500VAC, Size 10.5, Insulating Rubber, Red, Straight Cuff, 280mm (11") Lg, ASTM D120 | PPE, Hardware & Tools
001837489 | GLOVES,ELECTRICAL WORKER'S | Ansell ActivArmr, Class 00, 500VAC, Size 9.5, Insulating Rubber, Red, Straight Cuff, 280mm (11") Lg, ASTM D120 | PPE, Hardware & Tools
002428084 | GLOVES,ELECTRICAL WORKER'S | Class 2, Size 12, Natural Rubber, Black, Straight Cuff, 16" (400mm Lg) | Live Line Equipment
002428050 | GLOVES,ELECTRICAL WORKER'S | Class 2, Size 10H, Natural Rubber, Black Straight Cuff, 16" (400mm Lg) | PPE, Hardware & Tools
002428035 | GLOVES,ELECTRICAL WORKER'S | Class 2, Size 9H, Natural Rubber, Black, Straight Cuff, 16" (400mm Lg) | PPE, Hardware & Tools
002428019 | GLOVES,ELECTRICAL WORKER'S | Class 2, Size 8H, Natural Rubber, Black, Straight Cuff, 16" (400mm Lg) | PPE, Hardware & Tools
000025494 | GLOVES,ELECTRICAL WORKER'S | Electriflex Linesman, Class 4, 36kVAC, Size 10, Insulating Natural Rubber, Red/Black, Contour Cuff | Hardware & Tools
002452449 | GLOVES,HEAT PROTECTIVE | Vantage, Heat Retardant, Size 10, Plaited, DuPont Kevlar & Ploy/Cotton, Knitwrist, suitable for Hot Work Environments | PPE, Hardware & Tools
002452431 | GLOVES,HEAT PROTECTIVE | Vantage, Heat Retardant, Size 9, Plaited, DuPont Kevlar & Ploy/Cotton, Knitwrist, suitable for Hot Work Environments | PPE, Hardware & Tools
002452456 | GLOVES,HEAT PROTECTIVE | Vantage, Heat Retardant, Size 11, Plaited, DuPont Kevlar & Ploy/Cotton, Knitwrist, suitable for Hot Work Environments | PPE, Hardware & Tools
002452423 | GLOVES,HEAT PROTECTIVE | Vantage, Heat Retardant, Size 8, Plaited, DuPont Kevlar & Ploy/Cotton, Knitwrist, suitable for Hot Work Environments | PPE, Hardware & Tools
002452417 | GLOVES,HEAT PROTECTIVE | Vantage, Heat Retardant, Size 7, Plaited, DuPont Kevlar & Ploy/Cotton, Knitwrist, suitable for Hot Work Environments | PPE, Hardware & Tools
002428092 | GLOVES,LIVE LINE ELECTRICAL WORKERS | Class 3, Natural Rubber, Black Straight Cuff, Size 8 (pair) Glove Length, 16 inch (400mm) | PPE, Hardware & Tools
002428134 | GLOVES,LIVE LINE ELECTRICAL WORKERS | Class 3, Natural Rubber, Black Straight Cuff, Size 10 (pair) Glove Length, 16 inch (400mm) | PPE, Hardware & Tools
002428159 | GLOVES,LIVE LINE ELECTRICAL WORKERS | Class 3, Natural Rubber, Black Straight Cuff, Size 11 (pair) Glove Length, 16 inch (400mm) | PPE, Hardware & Tools
002428175 | GLOVES,LIVE LINE ELECTRICAL WORKERS | Class 3, Natural Rubber, Black Straight Cuff, Size 12 (pair) Glove Length, 16 inch (400mm) | Live Line Equipment
002428142 | GLOVES,LIVE LINE ELECTRICAL WORKERS | Class 3, Natural Rubber, Black Straight Cuff, Size 10H (pair) Glove Length, 16 inch (400mm) | PPE, Hardware & Tools
002428126 | GLOVES,LIVE LINE ELECTRICAL WORKERS | Class 3, Natural Rubber, Black Straight Cuff, Size 9H (pair) Glove Length, 16 inch (400mm) | PPE, Hardware & Tools
002428100 | GLOVES,LIVE LINE ELECTRICAL WORKERS | Class 3, Natural Rubber, Black Straight Cuff, Size 8H (pair) Glove Length, 16 inch (400mm) | PPE, Hardware & Tools
002428118 | GLOVES,LIVE LINE ELECTRICAL WORKERS | Class 3, Natural Rubber, Black Straight Cuff, Size 9 (pair) Glove Length, 16 inch (400mm) | PPE, Hardware & Tools
002485340 | GLOVES,PROTECTIVE | Bamboo TwinFlex, Size 7, Cut Level D, 18 Gauge, Protective Coating on Palms & Fingers, Knitted Cuff, Green/Black, for Dry & Slightly Damp/Oily Conditions | Hardware & Tools
000024796 | GLOVES,PROTECTIVE | MaxiDry GP, Size 11, Neoprene Non-Slip, Fully Coated Gauntlet, Shortcuff, for handling Chemicals like Solvents, Acids, Hydrocarbons, Oil, Grease, Organic | PPE, Hardware & Tools
002462034 | GLOVES,PROTECTIVE | MecDex, Rough Impact Pro C5, Size M, Cut Level 5, Flexible Tough Leather, Knuckle & Finger Impact Protection, Cut Protection & Foam Padded Palm | PPE, Hardware & Tools
002418796 | GLOVES,PROTECTIVE | Mechanical Protection, Size 11, Rating 5 for Cut Protection, Knitted Material c/w Protective Coating on Palms & Fingers | Hardware & Tools
002418788 | GLOVES,PROTECTIVE | Mechanical Protection, Size 10, Rating 5 for Cut Protection, Knitted Material c/w Protective Coating on Palms & Fingers | Hardware & Tools
002418770 | GLOVES,PROTECTIVE | Mechanical Protection, Size 9, Rating 5 for Cut Protection, Knitted Material c/w Protective Coating on Palms & Fingers | Hardware & Tools
002418762 | GLOVES,PROTECTIVE | Mechanical Protection, Size 8, Rating 5 for Cut Protection, Knitted Material c/w Protective Coating on Palms & Fingers | Hardware & Tools
000024955 | GLOVES,PROTECTIVE | Leather Protectors, NexGen, use with Size 10.5 Electriflex Rubber Gloves, suit Class 2, 3 & 4 | Hardware & Tools
002477354 | GLOVES,PROTECTIVE | G-Flex Dynamax C5 AirTouch Fingerless Gloves, Size 11, Polyurethane Cut Resistant Gloves, Fingerless Thumb, Fore & Index. Restricted Issue refer | HS & PPE
002477297 | GLOVES,PROTECTIVE | G-Flex Dynamax C5 AirTouch Fingerless Gloves, Size 8, Polyurethane Cut Resistant Gloves, Fingerless Thumb, Fore & Index. Restricted Issue refer | HS & PPE
002477289 | GLOVES,PROTECTIVE | G-Flex Dynamax C5 AirTouch Fingerless Gloves, Size 7, Polyurethane Cut Resistant Gloves, Fingerless Thumb, Fore & Index. Restricted Issue refer | HS & PPE
002477313 | GLOVES,PROTECTIVE | G-Flex Dynamax C5 AirTouch Fingerless Gloves, Size 10, Polyurethane Cut Resistant Gloves, Fingerless Thumb, Fore & Index. Restricted Issue refer | HS & PPE
002477305 | GLOVES,PROTECTIVE | G-Flex Dynamax C5 AirTouch Fingerless Gloves, Size 9, Polyurethane Cut Resistant Gloves, Fingerless Thumb, Fore & Index. Restricted Issue refer | HS & PPE
000024954 | GLOVES,PROTECTIVE | Leather Protectors, NexGen, use with Size 10 Electriflex Rubber Gloves, suit Class 2, 3 & 4 | Hardware & Tools
000024953 | GLOVES,PROTECTIVE | Leather Protectors, NexGen, use with Size 9.5 Electriflex Rubber Gloves, suit Class 2, 3 & 4 | Hardware & Tools
002485381 | GLOVES,PROTECTIVE | Bamboo TwinFlex, Size 11, Cut Level D, 18 Gauge, Protective Coating on Palms & Fingers, Knitted Cuff, Green/Black, for Dry & Slightly Damp/Oily Conditions | Hardware & Tools
002485373 | GLOVES,PROTECTIVE | Bamboo TwinFlex, Size 10, Cut Level D, 18 Gauge, Protective Coating on Palms & Fingers, Knitted Cuff, Green/Black, for Dry & Slightly Damp/Oily Conditions | Hardware & Tools
002485357 | GLOVES,PROTECTIVE | Bamboo TwinFlex, Size 8, Cut Level D, 18 Gauge, Protective Coating on Palms & Fingers, Knitted Cuff, Green/Black, for Dry & Slightly Damp/Oily Conditions | Hardware & Tools
002485365 | GLOVES,PROTECTIVE | Bamboo TwinFlex, Size 9, Cut Level D, 18 Gauge, Protective Coating on Palms & Fingers, Knitted Cuff, Green/Black, for Dry & Slightly Damp/Oily Conditions | Hardware & Tools
000024956 | GLOVES,PROTECTIVE | Leather Protectors, NexGen, use with Size 11 Electriflex Rubber Gloves, suit Class 2, 3 & 4 | Hardware & Tools
000024952 | GLOVES,PROTECTIVE | Leather Protectors, NexGen, use with Size 9 Electriflex Rubber Gloves, suit Class 2, 3 & 4 | Hardware & Tools
000024951 | GLOVES,PROTECTIVE | Leather Protectors, NexGen, use with Size 8.5 Electriflex Rubber Gloves, suit Class 2, 3 & 4 | Hardware & Tools
002407337 | GLOVES,PROTECTIVE | Leather, Recovery Winching Gloves, to protect hands from Wire or Winch Rope | HS & PPE
000024950 | GLOVES,PROTECTIVE | Leather Protectors, NexGen, use with Size 8 Electriflex Rubber Gloves, suit Class 2, 3 & 4 | Hardware & Tools
000024824 | GLOVES,PROTECTIVE | MaxiCut 5 Ultra, Size 6, Micro-Foam Nitrile Coated, Cut & Punture Resistant | PPE, Hardware & Tools
000024791 | GLOVES,PROTECTIVE | MaxiChem, Size 11, Neoprene, for handling Oils & Chemicals like Solvents, Acids, Hydrocarbons, Oil, Grease, Organic Solvents | PPE, Hardware & Tools
000024790 | GLOVES,PROTECTIVE | MaxiChem, Size 10, Neoprene, for handling Oils & Chemicals like Solvents, Acids, Hydrocarbons, Oil, Grease, Organic Solvents | PPE, Hardware & Tools
000024788 | GLOVES,PROTECTIVE | MaxiChem, Size 8, Neoprene, for handling Oils & Chemicals like Solvents, Acids, Hydrocarbons, Oil, Grease, Organic Solvents | PPE, Hardware & Tools
000024787 | GLOVES,PROTECTIVE | MaxiChem, Size 7, Neoprene, for handling Oils & Chemicals like Solvents, Acids, Hydrocarbons, Oil, Grease, Organic Solvents | PPE, Hardware & Tools
000024786 | GLOVES,PROTECTIVE | MaxiCut 5 Ultra, Size 12, Micro-Foam Nitrile Coated, Cut & Punture Resistant | PPE, Hardware & Tools
000024785 | GLOVES,PROTECTIVE | MaxiCut 5 Ultra, Size 11, Micro-Foam Nitrile Coated, Cut & Punture Resistant | PPE, Hardware & Tools
000024784 | GLOVES,PROTECTIVE | MaxiCut 5 Ultra, Size 10, Micro-Foam Nitrile Coated, Cut & Punture Resistant | PPE, Hardware & Tools
000024783 | GLOVES,PROTECTIVE | MaxiCut 5 Ultra, Size 9, Micro-Foam Nitrile Coated, Cut & Punture Resistant | PPE, Hardware & Tools
000024782 | GLOVES,PROTECTIVE | MaxiCut 5 Ultra, Size 8, Micro-Foam Nitrile Coated, Cut & Punture Resistant | PPE, Hardware & Tools
000024781 | GLOVES,PROTECTIVE | MaxiCut 5 Ultra, Size 7, Micro-Foam Nitrile Coated, Cut & Punture Resistant | PPE, Hardware & Tools
000024802 | GLOVES,PROTECTIVE | MaxiFlex Elite, Size 11, Micro-Foam Nitrile Coating, High Dexterity, 25% Thinner GP Glove for Sensitive Handling | PPE, Hardware & Tools
000024793 | GLOVES,PROTECTIVE | MaxiDry GP, Size 8, Neoprene Non-Slip, Fully Coated Gauntlet, Shortcuff, for handling Chemicals like Solvents, Acids, Hydrocarbons, Oil, Grease, Organic | PPE, Hardware & Tools
000024795 | GLOVES,PROTECTIVE | MaxiDry GP, Size 10, Neoprene Non-Slip, Fully Coated Gauntlet, Shortcuff, for handling Chemicals like Solvents, Acids, Hydrocarbons, Oil, Grease, Organic | PPE, Hardware & Tools
000024792 | GLOVES,PROTECTIVE | MaxiDry GP, Size 7, Neoprene Non-Slip, Fully Coated Gauntlet, Shortcuff, for handling Chemicals like Solvents, Acids, Hydrocarbons, Oil, Grease, Organic | PPE, Hardware & Tools
000024801 | GLOVES,PROTECTIVE | Micro Foam Nitrile Grey Black, Band Size 10 XL Helio 101 Wirra | PPE, Hardware & Tools
000024794 | GLOVES,PROTECTIVE | MaxiDry GP, Size 9, Neoprene Non-Slip, Fully Coated Gauntlet, Shortcuff, for handling Chemicals like Solvents, Acids, Hydrocarbons, Oil, Grease, Organic | PPE, Hardware & Tools
000024800 | GLOVES,PROTECTIVE | MaxiFlex Elite, Size 9, Micro-Foam Nitrile Coating, High Dexterity, 25% Thinner GP Glove for Sensitive Handling | PPE, Hardware & Tools
000024798 | GLOVES,PROTECTIVE | MaxiFlex Elite, Size 7, Micro-Foam Nitrile Coating, High Dexterity, 25% Thinner GP Glove for Sensitive Handling | PPE, Hardware & Tools
000024799 | GLOVES,PROTECTIVE | MaxiFlex Elite, Size 8, Micro-Foam Nitrile Coating, High Dexterity, 25% Thinner GP Glove for Sensitive Handling | PPE, Hardware & Tools
002462042 | GLOVES,PROTECTIVE | MecDex, Rough Impact Pro C5, Size L, Cut Level 5, Flexible Tough Leather, Knuckle & Finger Impact Protection, Cut Protection & Foam Padded Palm | PPE, Hardware & Tools
002462067 | GLOVES,PROTECTIVE | MecDex, Rough Impact Pro C5, Size XXL, Cut Level 5, Flexible Tough Leather, Knuckle & Finger Impact Protection, Cut Protection & Foam Padded Palm | PPE, Hardware & Tools
000024797 | GLOVES,PROTECTIVE | MaxiFlex Elite, Size 6, Micro-Foam Nitrile Coating, High Dexterity, 25% Thinner GP Glove for Sensitive Handling | PPE, Hardware & Tools
002462059 | GLOVES,PROTECTIVE | MecDex, Rough Impact Pro C5, Size XL, Cut Level 5, Flexible Tough Leather, Knuckle & Finger Impact Protection, Cut Protection & Foam Padded Palm | PPE, Hardware & Tools
002462075 | GLOVES,PROTECTIVE | MecDex, Rough Impact Pro C5, Size XXXL, Cut Level 5, Flexible Tough Leather, Knuckle & Finger Impact Protection, Cut Protection & Foam Padded Palm | PPE, Hardware & Tools
002462026 | GLOVES,PROTECTIVE | MecDex, Rough Impact Pro C5, Size S, Cut Level 5, Flexible Tough Leather, Knuckle & Finger Impact Protection, Cut Protection & Foam Padded Palm | PPE, Hardware & Tools
002465797 | GOGGLES,INDUSTRIAL | Ultrasonic, Orange/Grey Frame, Clear PC Lens, Hard Coating, Anti-Fog | HS & PPE
002451482 | GOGGLES,INDUSTRIAL | Safety, Plastic Frame, Clear Lens c/w Detachable Face Shield | PPE, Hardware & Tools
002488393 | GREASE | Silicone Grease, 0.1kg Pack, suit GE F35-145kV GIS | Switchgear Substation
002488401 | GREASE | Contact Grease c/w Zinc Granules, 0.3kg Pack, suit GE F35-145kV GIS | Switchgear Substation
002488377 | GREASE | Fomblin, Lubrication Grease, Tube, suit GE F35-145kV GIS | Switchgear Substation
002470342 | GREASE | Rubber Grease, 500g | Remote Generation
002488385 | GREASE | Bi-Sulphide Grease MOS2, suit GE F35-145kV GIS | Switchgear Substation
002498673 | GREASE GUN | Milwaukee 18V Battery Operated, M18 Cordless, 2-Speed, On/Off Trigger Lock, 450g Barrel Catridge Capacity, 1.2m Flexible Hose | Tools & Equipment
002459253 | GREASE,EXTREME PRESSURE | Maxi-lube Red, Multi-Purpose Lubricant, Rust & Corrosion Peventative, Heavy Load Conditions, Heat-Reversion Properties, High Temp Resistance continuous up to | General Hardware
002404392 | GREASE,GENERAL PURPOSE | Lanolin, Supply 1lt Container (P6) (scm) | O/Head Line
000019475 | GREASE,GENERAL PURPOSE | High Performance Multipurpose APX-T, Blue Grease, Lithium Base, 450g Tube | General Hardware
002475564 | GREASE,GENERAL PURPOSE | Lubrilog, Silicon Grease, 150g Tube | General Hardware
002405998 | GREASE,GENERAL PURPOSE | Gadus S2 V220 2, 450gm Cartridge, Automotive & Industrial Grease | General Hardware
000343764 | GREASE,GENERAL PURPOSE | Lithium Base, 225g Squeeze Tube, for Electrical Joints, Conductive, suit Al to Al, Cu to Cu, Bimetal to Al | O/Head Line
002444362 | GREASE,GENERAL PURPOSE | Anti-Galling, 65g Tube, use on S/Steel Bolts to Reduce Binding (toothpaste style tube) (scm) | General Hardware
002455905 | GREASE,GENERAL PURPOSE | Super Lube, Synthetic Multi-Purpose Grease, Semi-solid, Translucent, Tube | General Hardware
002406032 | GREASE,GENERAL PURPOSE | Vaseline, Petroleum Jelly, suitable for asbestos kit | General
002455921 | GREASE,SPECIAL PURPOSE | Rocol Silicone Lubricant Spray, CAS RN, 250g Aerosol | Dangerous Goods
002437671 | GREASE,SPECIAL PURPOSE | Pfisterer Spezialfett HV, 8g Sachets, Lubricant, White, Pasty, Odourless, Perfluorinated Polyether Oil PTFE, Non Melting, for NOMAD use only | General Hardware
002455939 | GREASE,SPECIAL PURPOSE | Castrol Magna GC 32, Oil Base, Liquid, Amber, 20L Drum | General Hardware
002470987 | GREASE,SPECIAL PURPOSE | Assy Lubricant EPPA-064-60, Paste, 60g Tube, for TE RSTI Elbows only (scm) | General Hardware
000024834 | GREASE,SPECIAL PURPOSE | TRANZ Q47-3, Electrical Conducting Lubricant, NLGI Gde 1, Intense Black, Grease-gel, 500g Jar | Hardware & Tools
002458636 | GREASE,SPECIAL PURPOSE | Prysmian EPDM, compatiable Cable Assy Grease, 9g Sachet, Dwg Assy 605 (scm) | General Hardware
002455913 | GREASE,SPECIAL PURPOSE | Spheerol EPL 2, Oil Base, Grease, Dark Brown, Tube | General Hardware
000025368 | GREASE,SPECIAL PURPOSE | MOLYKOTE 3451, Chemical Resistant Bearing Grease, FluoroSilicone, PTFE Thickner, White, NLGI Gde 2, High Temp, High Drop Point | General Hardware
002462505 | GRINDER,BATTERY,PORTABLE | Angle, 125mm Disc, 18V, Brushless Motor, 8500RPM, AVS Handle, Deadman Paddle Switch, Rapid Stop, Toolless Accessory Change, Skin Only | Hardware & Tools
002452829 | GRIP,ANCHOR ROD | Pulling Eye, 13 - 32mm Rods, Cast Iron, 2721kg WLL | Hardware & Tools
002417475 | GRIP,CABLE,JAW | Hand Block, Ferno Traverse Rescue 540 Belay Device, American Std ASTM F2436-05 | Height Safety
002452837 | GRIP,CABLE,JAW | CCT Cable, Trigger Grip, 2T (20kN) WLL, suit 16-35mm OD Cable, Jaw 120mm Lg, Eye Size 32 x 42mm c/w Safety Latch | Hardware & Tools
002435006 | GRIP,CABLE,JAW | Come-Along, suit 2 & 4 Core, 25 - 95mm2 Service Cable | Hardware & Tools
002428795 | GRIP,CABLE,JAW | Come-Along, Live Line, Suit bare ACSR, Al & Cu, Cable Range 5.0 - 22.0mm Dia, c/w Spring Latch, Notched Arm & Hot Stick Fitting, WLL 20kN | Hardware & Tools
002406877 | GRIP,CABLE,JAW | Come-Along, suit Bare Cu & Uncoated Steel Wire, Cable Range 5 to 22mm Dia c/w Safety Latch | Hardware & Tools
002489409 | GRIP,CABLE,JAW | Wire Grip, ABC 28-45mm Dia, 4 x 95-150mm2, WLL 1800kg | Hardware & Tools
000013883 | GRIP,CABLE,JAW | Parallel Jaws; Range 4Cx25 SQ MM to 4C x 95 SQ MM ABC & CCT; C/W Trigger Grip; Spring Loaded Body; Spring Loaded Side Gate; WLL 1000KG; Weight 2.4kg | Hardware & Tools
002402405 | GRIP,CABLE,JAW | Come-Along, suit Cu & Steel Wire, Cable Range 6 - 18mm Dia, Strong Spring Loaded Parallel Jaws to Hold on Wire | Hardware & Tools
002430494 | GRIP,CABLE,JAW | Come-Along, suit Cu & Steel Wire, Cable Range 4 - 12mm Dia, Strong Spring Loaded Parallell Jaws to Hold on Wire (scm) | Hardware & Tools
002402406 | GRIP,CABLE,JAW | Come-Along, suit Al & ACSR, Cable Range 8 - 18mm Dia, Strong Spring Loaded Parallel Jaws to Hold on Wire | Hardware & Tools
002403557 | GRIP,CABLE,JAW | Come-Along, suit Bare Cu, Al & Uncoated Steel Wire, Cable Range 4.57-15.24mm Dia c/w Safety Latch | Hardware & Tools
002406688 | GRIP,CABLE,JAW | Come-Along, suit Bare Cu, Al & Uncoated Steel Wire, Cable Range 2.77-15.22mm Dia | Hardware & Tools
002406883 | GRIP,CABLE,JAW | Come-Along, suit 2 & 4 Core 16 - 50mm2 Service Cable (8 - 25mm cable OD) | Hardware & Tools
000104528 | GRIP,CABLE,WOVEN | Sock, Cable Pulling, SWL 35kN, Swivel (scm) | Hardware & Tools
000104578 | GRIP,CABLE,WOVEN | Sock, Cable Pulling, to suit 3 x 35mm2 Triplex U/G Cable, 40-55 Dia, Max Tension 35kN, 2 Ply, Galv Strands, Alloy Ferrule, Soft Eye (scm) | Hardware & Tools
002442473 | GRIP,CABLE,WOVEN | Sock, Cable Pulling, suit 27-37mm Dia Cable, WLL 33kN, Galv Strands, Alloy Ferrule, HD Cu Protective Shoulders, Soft Eye, suit Bare Conductor | Hardware & Tools
002418838 | GRIP,CABLE,WOVEN | Sock, Cable Pulling, to suit 185mm U/G Cable, 59-69mm Dia, Synthetic, Single Eye | Hardware & Tools
002418820 | GRIP,CABLE,WOVEN | Sock, Cable Pulling, to suit 120mm U/G Cable, 52-62mm Dia, Synthetic, Single Eye | Hardware & Tools
000104580 | GRIP,CABLE,WOVEN | Sock, Cable Pulling, SWL 60kN, Swivel (scm) | Hardware & Tools
000104576 | GRIP,CABLE,WOVEN | Sock, Cable Pulling, to suit 3 x 185mm2 Triplex U/G Cable, 55-75 Dia, Max Tension 89.9kN, 2 Ply, Galv Strands, Alloy Ferrule, Soft Eye (scm) | Hardware & Tools
000104577 | GRIP,CABLE,WOVEN | Sock, Cable Pulling, to suit 3 x 240mm2 Triplex U/G Cable, 75-95 Dia, Max Tension 140kN, 2 Ply, Galv Strands, Alloy Ferrule, Soft Eye (scm) | Hardware & Tools
000429114 | GRIP,DEADEND | FT, Helical, Single Piece, for ACSR/GZ, 3/4/2.50, Raisin, 7.5mm Conductor Dia, Colour Code Blue | Line Hardware
000481902 | GRIP,DEADEND | FT, 7/2.00 SC/GZ (P50) | Line Hardware
000429149 | GRIP,DEADEND | FT, Helical, Single Piece, for ACSR/GZ, 6/1/3.75, Banana, 11.25mm Conductor Dia, Colour Code Black | Line Hardware
000429173 | GRIP,DEADEND | FT, 6/1/3.00 ACSR/GZ (Apple) 4/3/3.00 ACSR/GZ, (Sultana) Colour Code Red (scm) (P25) | Line Hardware
000025481 | GRIP,DEADEND | Helical, FT, 19/0.101" HDBC (Imp) & 19/2.56mm HDBC, Cu, Colour Code Blue/Purple (scm) | O/Head Line
000021744 | GRIP,DEADEND | OPGW Conductor Range 14.30 to 14.60mm, Colour Code Black, Left Hand Lay | O/Head Line
000429351 | GRIP,DEADEND | FT, 3/2.75 SC/GZ, 3/12 Steel (P50) (scm) | Line Hardware
000429246 | GRIP,DEADEND | FT, 19/.083 HDBC (Imp) Colour Code Yellow (P20) | Line Hardware
000429238 | GRIP,DEADEND | FT, 7/2.75 HDBC (P30) | Line Hardware
000429203 | GRIP,DEADEND | FT, Helical, for HDBC, 7/1.75, (7/.064 Imp), 5.25mm Conductor Dia, Colour Code Purple | Line Hardware
000429076 | GRIP,DEADEND | FT, Helical, for AAC & AAAC, 19/3.75, Pluto & Neon, 18.8mm Conductor Dia, Colour Code Black | Line Hardware
000429068 | GRIP,DEADEND | FT, Helical, for AAC, 7/4.50, Mercury & 7/.173, Wasp (Imp) 13.5mm Conductor Dia, Colour Code Green | Line Hardware
000019815 | GRIP,DEADEND | OPGW, 10.80 to 11.29mm Dia Cable Range, Colour Code Green, Left Hand Lay, OF Outer Most Layer of OPGW c/w P/9/05, S-070-1, OFW-1086-1125, OFDERR | Line Hardware
000021764 | GRIP,DEADEND | Dielectric, Short Span, ADSS 12.4 to 12.90mm Dia Range | Line Hardware
000021801 | GRIP,DEADEND | Helical, 37/0.102 AAC (37/2.50), EQTS 01-09-02 (P10) | O/Head Line
002494219 | GRIP,DEADEND | OPGW Conductor Range 8.5 to 9.7mm c/w Earth Wire & Clamp, Clevis Thimble, Ext Link & Bow Shackle | Line Hardware
000429033 | GRIP,DEADEND | FT, Helical, for AAC & AAAC, 7/3.00, Libra & Emerald, 9mm Conductor Dia, Colour Code Red | Line Hardware
000429211 | GRIP,DEADEND | FT, Helical, for HDBC, 7/2.00, (7/.080 Imp), 6mm Conductor Dia, Colour Code Yellow | Line Hardware
000429157 | GRIP,DEADEND | FT, 6/4.75+7/1.60 ACSR/GZ (Cherry) Colour Code Blue, (scm) (P20) | Line Hardware
000429092 | GRIP,DEADEND | FT, Helical, for AAC, AAAC & GZ, 37/3.00, Saturn, Nitrogen & 7/4.75 CCT, 21mm Conductor Dia, Colour Code Black | O/Head Line
000430104 | GRIP,DEADEND | FT, Helical, for AAC & AAAC, 7/4.75, Moon & Iodine, 14.3mm Conductor Dia, Colour Code Blue | Line Hardware
000430082 | GRIP,DEADEND | FT, Helical, for AAC & AAAC, 7/3.75, Mars & Garnet, 11.25mm Conductor Dia, Colour Code Black | Line Hardware
002401750 | GRIP,DEADEND | FT, 19/2.75 HDBC Colour Code White (P10) | Line Hardware
000431062 | GRIP,WIRE ROPE | 10mm, Wire Rope, AS2076-1977 | General Hardware
000431054 | GRIP,WIRE ROPE | 8mm, Wire Rope, AS2076-1977 | General Hardware
002485530 | GROMMET | Diaphragm, 16 x 11mm, Overall Dia 19mm, 8mm Thk, Black, PVC, for External Antenna into Switchboard, Pack of 500 | Monitoring Devices
002471613 | GROUNDING SET | Portable Trailing Earth, 18kA/0.5 Sec Outdoor Rating c/w 1 x 15m Lg 70mm2 Cu Conductor, Single Lead, G-Style Earth Clamps w/-Range 2 to 30mm & T-Bar Style | Hardware & Tools
002479990 | GROUNDING SET | Hazemeyer Single PED c/w 3 Handles in Orange Bag | Hardware & Tools
002496222 | GROUNDING SET | Earth Stub Brass, Assembly M12, 80mm Lg, Dwg 015-075-RD | Substation Accessories
002434595 | GROUNDING SET | Earthing Cable Assy, Extra Long 20m Lead, min 10kA/1 Sec c/w Shotgun Ring, Screw Type Line Clamps, in Storage Bag | Hardware & Tools
002434587 | GROUNDING SET | Earthing Cable Assy, Extra Long 20m Lead, min 6kA/1 Sec c/w Shotgun Ring, Screw Type Line Clamps, in Storage Bag | Hardware & Tools
002461283 | GROUNDING SET | Earthing Cable Assy, 20m Lead, Min 6kA/1 Sec c/w Romind Non-screw Type Line Clamps, in Storage Bag, RSE08 | Hardware & Tools
002461291 | GROUNDING SET | Earthing Cable Assy, 20m Lead, Min 10kA/1 Sec c/w Romind Non-screw Type Line Clamps, in Storage Bag, RSE08 | Hardware & Tools
002405161 | GUARD | Cable, Glass Reinforced Polymer, Non Conductive, 100mm x 100mm x 1m Lg | U/G Equipment
000431526 | GUARD | Wildlife Galv Sheet, Dwg 875777-01-0B (scm) | Line Hardware
002407278 | GUARD | Stay 32mm OD x 1.6mm Thk x 2.40m Lg, Al Tube, Deburred Powder Coated Pearl White, ETS 11-09-01 | Subtransmission
002435030 | GUARD | Cable, Galv Steel, 2700 x 180 x 180mm, EE Dwg 1019202-01 (scm) | U/G Equipment
002406610 | GUARD | Earth, Vpu Hardwood, 75 x 25 x 2700mm, EE Dwg A4-864549 (P200) | O/Head Line
002435048 | GUARD | Cable, Polymeric, 2700mm Lg, suit 180mm Dia Cable, Secured to Pole by Straps/Wood Screws, EE Dwg 1020040-01 (P40) (scm) | Line Hardware
000431534 | GUARD | Earth Made From 20mm Heavy Duty Hft Conduit 2.65m L for HV & LV Earth (Not Swer) (P500) (scm) | Line Hardware
000431593 | GUARD | Stay, Aluminium Tube Deburred, 32mm OD x 1.6mm Thick x 2.40m Long, Powder Coated Pearl White (scm) (P215) | Line Hardware
000431631 | GUARD | Stay, Plastic Split, Psg-030-2S-Fh | Line Hardware
000711614 | GUARD | Earth HV SWER, 3m Lg, 1x 3m Length of 20mm Galv Screwed Conduit Covered with 20mm PVC Black Flexible Conduit (P10) (scm) | Line Hardware
000022689 | GUARD | Wildlife Guard, HDPE, 1140 x 450mm c/w Fillet Corners, for HV Poles (scm) | Line Hardware
000019760 | GUARD | 3M Electrostatic Animal Guard, Insulator Neck Dia Range 115-165mm, Rated to 35kV, PE/Steel Spokes, Spring Loop for Hot-Stick Application, Pack of 25 | O/Head Line
002401264 | GUARD | Cable Galv 70mm SA4 | Galv Products
002403245 | GUARD | Electrical Cable, Galv Steel, Type 3, 150mm W, 100mm D, 2400mm Lg, 2 Hole for Earth Fixing, for 1 Cable to 80mm Dia, Seqeb Dwg 4824-A2 | Galv Products
000019827 | GUARD | Critter Pole Guard, HDPE, Round Plate & 4 x Nails, 7 x Cylindrical Rollers, Wildlife Prooffing to be Installed Around Pole | O/Head Line
002400664 | GUARD | Stay, Urban Galv, QESI Dwg 01-19-01 | Line Support Equip
002406992 | GUARD | Post U/G Cable Warning Sign, Dwg A4-875243-01 (scm) | Line Support Equip
000019758 | GUARD | 3M Electrostatic Animal Guard, Insulator Neck Dia Range 38-65mm, Rated to 35kV, PE/Steel Spokes, Spring Loop for Hot-Stick Application, Pack of 25 | O/Head Line
000019759 | GUARD | 3M Electrostatic Animal Guard, Insulator Neck Dia Range 65-115mm, Rated to 35kV, PE/Steel Spokes, Spring Loop for Hot-Stick Application, Pack of 25 | O/Head Line
000019826 | GUARD | Critter Line Guard, HDPE, 5 x Cylindrical Rollers, 2 x Wheels & 2 x Clamps, Wildlife Prooffing to be Installed on Conductors, Pack of 4 | O/Head Line
000104529 | GUARD | Cable, PVC, 50mm Dia, to suit attachment to Wood & Concrete Poles | O/Head Line
002406985 | GUARD | Cable, Steel Galv, 2700 x 100 x 100mm, Dwg 875258-01 (Scm) | Line Support Equip
000104496 | GUARD | Cable, Steel, Galv, 2700 x 130 x 130mm, EE Dwg 875401 (MOQ 50) (scm) | Line Support Equip
002482099 | GUARD | Wildlife Guard, E27 Series, for Automatic Cicuit Recloser, Set of 6 | O/Head Line
000104201 | GUARD | Polymeric, Cable Guard Set of 2 to make it 2700mm Lg, suit 100mm Dia Cable, Secured to Pole by Straps/Wood Screws | U/G Accessories
002422657 | GUARD | Cable, Polymeric, 2700mm Lg min, suit 40mm Dia Cable, Secured to Pole by Wood Screws (2 pieces) (scm) | U/G Accessories
002479137 | GUARD | Line Trimmer Guard, HDPE, Retrofit for Hylec Fibreglass Cabinet, Extension or Base, use Loctite 4471 glue or equiv | U/G Accessories
000104341 | GUARD | Earth, Made From 25mm OD Heavy Duty Hft Conduit, 2.65m Lg For HV & LV Earth (Not Swer) (P50) (scm) | Line Hardware
002433316 | GUARD,LAMP | Stone Shield, suit Watchman Luminaire (scm) | Street Lights
002443539 | GUARD,LAMP | Stone Shield, Sylvania Suburban Series, suit Minor Road Luminaire (scm) | Street Lights
002407079 | GUARD,LAMP | Stone Shield, Sylvania Urban Series Streetlight (scm) | Street Lights
002404483 | GUARD,LAMP | Stoneguard, to suit Minor & Major Road Luminaire, Dwg 931675-01 (scm) | Street Lights
000104484 | GUARD,POLE | Gapped Earth Band, EE Dwg 876161-01 (scm) | Galv Products
002498392 | GUARD,POLE | 66kV Vertical Cable Termination, Cable Guard, Dwg 1101415-12 Rev 0B | Subtransmission
001249077 | GUARD,SOCKET,METER | suit Plug-in Meters, Cat No. 828367 | Meters
002485613 | GUARD,TOWER | Anti-Climb Device, Lattice Steel Tower, Assy Arrangement 1 & 2, Double Circuit, Additional Ladder Support, Dwg 10000811-01, 02 & 03 | Galv Products
002485597 | GUARD,TOWER | Anti-Climb Device, Lattice Steel Tower, Assy Arrangement 1, Additional Intermediate Supports, for Towers >6.1m Wide, Dwg 10000811-01 & 03 | Galv Products
002485605 | GUARD,TOWER | Anti-Climb Device, Lattice Steel Tower, Assy Arrangement 2, Base Order, Single Circuit, 1 x Ladder Support, for Towers where Arrangement 1 can't be installed, | Galv Products
002485589 | GUARD,TOWER | Anti-Climb Device, Lattice Steel Tower, Assy Arrangement 1, Base Order, Single Circuit, 1 x Ladder Support, for Towers <6m Wide, Dwg 10000811-01 & 03 | Galv Products
002481976 | GUIDE BAR,CHAIN SAW | 406mm, Dual-Stud Retention, Compatible with Milwaukee Chainsaw (M18FCHS) | Tools & Equipment
000017396 | GUMBOOT | Bata, 400mm Utility Safety Gumboot, Black/Red, Steel Toe, PVC Waterproof, Sizes 5 to 13 | HS & PPE
002484244 | HACKSAW,HAND | Sunrise Attachment (Live Line Tools) | Tools & Equipment
002490837 | HAIRNET | Disposable,Polypropylene, White, Crimped Beret Style Box of 1000 | PPE, Hardware & Tools
002484251 | HAMMER,HAND | Sunrise Attachment (Live Line Tools) | Tools & Equipment
002479061 | HAMMER,WINDOW BREAKER | Rescue and Escape Tool, 76 x 32 x 17mm, ABS Plastic and Stainless Steel, c/w Seatbelt Cutter | Tools & Equipment
000016140 | HAND CLEANER | Liquid Paste;2000ml tube; water soluble; Non-aggressive Walnut scrubber with skin protection agent; | PPE, Hardware & Tools
002405312 | HAND CLEANER | 5L, Mechanics, Pump only for Orange Pump Soap | General
000326271 | HAND CLEANER | Glad Hands, 750ml Cartridge (Office)(P9) | General
002403140 | HAND CLEANER | Gel/Cream, HD Deb 4000, Suprega Plus, 4L Cartridge Refill (P4) | General
002406038 | HAND CLEANER | Grease Grabber, 750ml, Disposable Cartridge (P9) | General
000104298 | HAND CLEANER | Waterless Scrub, Dissolves Grease & Oils Contains Lanolin & Special Skin Conditioners, 3.8kg (P4) | General
002402147 | HAND CLEANER | Pumice, Waterless, 500ml Squeeze Tube (P12) | General
002402131 | HAND CLEANER | Gel, Antiseptic/Lanolin, 4kg Tin | General
002406037 | HAND CLEANER | Mechanics, Orange Pump Soap, 5L (P4) | General
000016141 | HAND CLEANER | Liquid Paste;250ml tube; water soluble; Non-aggressive Walnut scrubber with skin protection agent; | PPE, Hardware & Tools
002428977 | HAND GUARD,HOT STICK | Non-Conductive, "Delrin", 1-1/4" Dia, (32mm) 2 Piece, suits Standard & Shotgun Operating Sticks, Orange Colour | Hardware & Tools
002428985 | HAND GUARD,HOT STICK | Flexible Rubber, 1-1/2" Dia (40mm) | Hardware & Tools
002428993 | HAND GUARD,HOT STICK | Natural Nylon, 1-1/4" Dia, (32mm) 2 Piece, White Colour | Hardware & Tools
002428803 | HAND STICK,INSULATED | Universal Fitting Both Ends, Overall 1800 - 1900mm Lg, Pole 32mm Dia | Hardware & Tools
002428811 | HAND STICK,INSULATED | Universal Fitting Both Ends, Overall 2400 - 2500mm Lg, Pole 32mm Dia | Hardware & Tools
002428910 | HAND STICK,INSULATED | Spiral Link Stick, Insulation 600mm Lg, Stick 25mm Dia | Hardware & Tools
002428928 | HAND STICK,INSULATED | Spiral Link Stick, Insulation 1200mm Lg, Stick 25mm Dia | Hardware & Tools
002428845 | HAND STICK,INSULATED | Gripall, Shotgun, Overall 1900 - 2000mm Lg, Stick 32mm Dia | Live Line Equipment
002428852 | HAND STICK,INSULATED | Roller Link Stick, Overall 1450mm Lg, Stick 32mm Dia | Hardware & Tools
002428837 | HAND STICK,INSULATED | Wire Holding Stick, Overall 1900mm Lg, Stick 32mm Dia | Hardware & Tools
002428894 | HAND STICK,INSULATED | Spiral Link Stick, Insulation 390mm Lg, Stick 32mm Dia | Hardware & Tools
002428886 | HAND STICK,INSULATED | Hoist Link Stick, Insulation 610mm Lg, Stick 32mm Dia | Hardware & Tools
002428878 | HAND STICK,INSULATED | Hoist Link Stick, Insulation 450mm Lg, Stick 32mm Dia | Hardware & Tools
002428860 | HAND STICK,INSULATED | Hoist Link Stick, Insulation 390mm Lg, Stick 32mm Dia | Hardware & Tools
002428829 | HAND STICK,INSULATED | Ratchet Cutter, ACSR, Overall 1800mm Lg | Hardware & Tools
002465029 | HANDLE | 350A, Anderson In-Line Connector | Remote Generation
002478030 | HANDLE | Replacement Downrod Handle, suit PLP ABS | Switchgear Distribution
002465011 | HANDLE | 350A Handle Kit c/w Bolts & Nuts, suit Anderson Plug In-line Connector | Remote Generation
000003249 | HANDLE,CRANK | 50mm Extra Lg, for Switchboard Type BV2, ETS 2010/0048/T, Sched 6.1.4 Item 4, Conneq iPower | Substation
002489268 | HANDLE,EXTENSION,CHAIN SAW | Milwaukee, M18 Fuel, Pole Saw Extension Bar Attachment, QUIK-LOK Coupler, 102cm L | Hardware & Tools
002474476 | HANDLE,HOT LINE STICK | MV Series, Section 1, Telescopic Stick Part, Triangular, Fluoro Lime Green, Foam Filled c/w Universal Tip | Hardware & Tools
002474484 | HANDLE,HOT LINE STICK | MV Series, Section 2, Telescopic Stick Part, Triangular, Yellow c/w Lock Assembly | Hardware & Tools
002474492 | HANDLE,HOT LINE STICK | MV Series, Section 3, Telescopic Stick Part, Triangular, Yellow c/w Lock Assembly | Hardware & Tools
002474518 | HANDLE,HOT LINE STICK | MV Series, Section 5, Telescopic Stick Part, Triangular, Yellow c/w Lock Assembly | Hardware & Tools
002474500 | HANDLE,HOT LINE STICK | MV Series, Section 4, Telescopic Stick Part, Triangular, Yellow c/w Lock Assembly | Hardware & Tools
002474534 | HANDLE,HOT LINE STICK | MV Series, Section 7, Telescopic Stick Part, Triangular, Yellow c/w Lock Assembly | Hardware & Tools
002491041 | HANDLE,HOT LINE STICK | MV Series, Section 7 (9m Base Section), c/w Base Cap for Telescopic Stick, fitted with 66kV Sticker | Hardware & Tools
002491025 | HANDLE,HOT LINE STICK | MV Series, Section 8, Telescopic Stick | Hardware & Tools
002491033 | HANDLE,HOT LINE STICK | MV Series, Section 9 (12m Base Section), c/w Base Cap for Telescopic Stick, fitted with 66kV Sticker | Hardware & Tools
002474526 | HANDLE,HOT LINE STICK | MV Series, Section 6, Telescopic Stick Part, Triangular, Yellow c/w Lock Assembly | Hardware & Tools
002454767 | HANDLE,MANUAL CONTROL | Replacement Handle for AEM ABS 4.0mm Thk | Protection
002405586 | HANDLE,MANUAL CONTROL | Handle PN3681-074 OPR | Substation
002434462 | HANDLE,MANUAL CONTROL | 500mm Extension Handle for the Operation of Safelink Switchgear at, or below 13kA Fault Levels, EE Dwg 104843-01 | Protection
002481109 | HANDLE,MANUAL CONTROL | Link Extraction or Installation, suits 3-Way Link Pillar | U/G Pits & Pillars
002484210 | HANDLE,SAW | Pruning Saw, Pistol Grip, Sunrise Attachment (Live Line Tools) | Tools & Equipment
000104623 | HANDLE,SWITCH | 3Ph, Operating Handle, Insulated Bazooka to suit 11kV Magnefix MD Switchgear | Switchgear
000003251 | HANDLE,SWITCH | Earth, 50mm Extra Lg, for Switchboard Type BV2, ETS 2010/0048/T, Sched 6.1.4 Item 6, Conneq iPower | Substation
002441350 | HANDLING KIT,ASBESTOS | c/w 1 x A-Frame Sign 'ASBESTOS WORK IN PROGRESS', Disposable Vinyl Gloves Box of 100, Respirator P2 Dust, Mist & Fume Disposable c/w Valve (P10), | HS & PPE
002457646 | HANGER,CABLE | SnapStack Hanger, for LDF4-50 Cable, suits 19mm Mounting Hole (P10) | Communications
002474997 | HARDWARE KIT | for 3.0m (10ft) Planar Enhanced Radome, HP, HPX, HSX & UHX CommScope Microwave Antenna Dish | Communications
002443067 | HARDWARE KIT | c/w Flat & Lock Washers, M10 Threaded Rods & Hex Nuts, suit L4CLICK Cable Hanger (10 per Box) | Communications
002466076 | HARDWARE KIT | Pole/Wall Mount Kit, 15U Type 2, for IP55 ODU2 Outdoor Cabinet | Communications
002474989 | HARDWARE KIT | for 2.4m (8ft) Planar Enhanced Radome, HP, HPX, HSX & UHX CommScope Microwave Antenna Dish | Communications
002474971 | HARDWARE KIT | for 1.8m (6ft) Planar Enhanced Radome, HP, HPX, HSX & UHX CommScope Microwave Antenna Dish | Communications
001804003 | HARNESS,SAFETY,INDUSTRIAL | Style A, Full Body, Fall Arrest, for Ladders & Platforms, ETS RSE01 | PPE, Hardware & Tools
002402643 | HARNESS,SAFETY,INDUSTRIAL | Style C, Size Medium, Full Body, Fall Arrest, Light Weight, for EWP or Working at Heights, ETS RSE01 | PPE, Hardware & Tools
002477149 | HARNESS,SAFETY,INDUSTRIAL | Style C, Size S, Full Body,Fall Arrest, Light Weight, for EWP or Working at Heights, ETS RSE01 | Height Safety
002477156 | HARNESS,SAFETY,INDUSTRIAL | Style C, Size XL, Full Body,Fall Arrest Light Weight, for EWP or Working at Heights, ETS RSE01 | Height Safety
002473874 | HARNESS,SAFETY,INDUSTRIAL | Style F, Size Small, Full Body, Fall Arrest, Stretch Webbing, for Steel Towers, Ladders & Platforms | Height Safety
002489235 | HARNESS,SAFETY,INDUSTRIAL | Full Body Dielectric EWP, Large, Confined Space Harness | Height Safety
002489227 | HARNESS,SAFETY,INDUSTRIAL | Full Body Dielectric EWP, Small, Confined Space Harness | Height Safety
000023316 | HARNESS,SAFETY,INDUSTRIAL | Style G, Size Small, Full Body, Fall Arrest, Light Weight Webbing, for Steel Towers, Ladders & Platforms, ETS RSE01 | PPE, Hardware & Tools
002456408 | HARNESS,SAFETY,INDUSTRIAL | Style G, Size Medium, Full Body, Fall Arrest, Light Weight Webbing, for Steel Towers, Ladders & Platforms, ETS RSE01 | PPE, Hardware & Tools
002456390 | HARNESS,SAFETY,INDUSTRIAL | Style F, Size Med to Large, Full Body, Fall Arrest, Stretch Webbing, for Steel Towers, Ladders & Platforms, ETS RSE01 | PPE, Hardware & Tools
002435220 | HARNESS,SAFETY,INDUSTRIAL | Style D, Size Large, Full Body, Fall Arrest, Light Weight, for comfort fit on Female Figure, ETS RSE01 | PPE, Hardware & Tools
002435212 | HARNESS,SAFETY,INDUSTRIAL | Style D, Size Medium, Full Body, Fall Arrest, Light Weight, for comfort fit on Female Figure, ETS RSE01 | PPE, Hardware & Tools
002435204 | HARNESS,SAFETY,INDUSTRIAL | Style E, Size Large, Full Body, Fall Arrest, for large Transformer & Substation Structures, ETS RSE01 | PPE, Hardware & Tools
002435196 | HARNESS,SAFETY,INDUSTRIAL | Style C, Size Large, Full Body, Fall Arrest, Light Weight, for EWP or Working at Heights, ETS RSE01 | PPE, Hardware & Tools
002435188 | HARNESS,SAFETY,INDUSTRIAL | Style B, Size Large, Full Body, Fall Arrest, for Ladders & Platforms, ETS RSE01 | PPE, Hardware & Tools
002427193 | HARNESS,SAFETY,INDUSTRIAL | Style D, Size Small, Full Body, Fall Arrest, Light Weight, for comfort fit on Female Figure, ETS RSE01 | PPE, Hardware & Tools
002471522 | HARNESS,SAFETY,INDUSTRIAL | Size Extra Small, Ferno Tower 5, Full Body Harness | PPE, Hardware & Tools
002498616 | HARNESS,SAFETY,INDUSTRIAL | Full Body Dielectric EWP, Medium, Confined Space Harness | Height Safety
002425171 | HARNESS,SAFETY,INDUSTRIAL | Style E, Size Medium, Full Body, Fall Arrest, for large Transformer & Substation Structures, ETS RSE01 | PPE, Hardware & Tools
002456416 | HARNESS,SAFETY,INDUSTRIAL | Style G, Size Large, Full Body, Fall Arrest, Light Weight Webbing, for Steel Towers, Ladders & Platforms, ETS RSE01 | PPE, Hardware & Tools
000104706 | HARNESS,SAFETY,INDUSTRIAL | Style B, Size Medium, Full Body, Fall Arrest, for Ladders & Platforms, ETS RSE01 | PPE, Hardware & Tools
000020080 | HAT,SUN | Sun Protection, Wide Brim, 62cm, Size XL Soft Fabric, Cool Grey 5, Unbranded | PPE, Hardware & Tools
001851502 | HAT,SUN | Protection, Size S, Aussiemate Grey, Unbranded | HS & PPE
001851506 | HAT,SUN | Protection, Size L, Aussiemate Grey, Unbranded | HS & PPE
002429249 | HAT,SUN | Bucket Style, Size S, Grey, Unbranded | HS & PPE
002429264 | HAT,SUN | Bucket Style, Size L, Grey, Unbranded | HS & PPE
001851508 | HAT,SUN | Protection, Size XL, Aussiemate Grey, Unbranded | HS & PPE
001851504 | HAT,SUN | Protection, Size M, Aussiemate Grey, Unbranded | HS & PPE
002429280 | HAT,SUN | Bucket Style, Size XXL, Grey, Unbranded | HS & PPE
002429272 | HAT,SUN | Bucket Style, Size XL, Grey, Unbranded | HS & PPE
002429256 | HAT,SUN | Bucket Style, Size M, Grey, Unbranded | HS & PPE
002429231 | HAT,SUN | Bucket Style, Size XS, Grey, Unbranded | HS & PPE
001851510 | HAT,SUN | Protection, Size XXL, Aussiemate Grey, Unbranded | HS & PPE
000020077 | HAT,SUN | Sun Protection, Wide Brim, 56cm, Size S, Soft Fabric, Cool Grey 5, Unbranded | PPE, Hardware & Tools
000020079 | HAT,SUN | Sun Protection, Wide Brim, 60cm, Size L, Soft Fabric, Cool Grey 5, Unbranded | PPE, Hardware & Tools
000020078 | HAT,SUN | Sun Protection, Wide Brim, 58cm, Size M, Soft Fabric, Cool Grey 5, Unbranded | PPE, Hardware & Tools
002497675 | HEAD,WEED CUTTER | Replacement Part, Line Trimmer Head Assembly, for Milwaukee Line Trimmer | Tools & Equipment
002485241 | HEADSET-MICROPHONE | Bose A20 Aviation Flight Headset c/w Bluetooth, Straight Cord, U174 Helicopter Plug | HS & PPE
002498277 | HEADSET-MICROPHONE | SENA Expand Mesh Multi-Purpose Comms Headset, Boom Microphone, Bluetooth, Noise Cancellation, HD Speakers c/w USB-C Power & Data Cable | HS & PPE
000003243 | HEATER,SPACE,ELECTRIC | Cubicle, 50W, 240V AC, for Switchboard Type BV2, ETS 2010/0048/T, Sched 6.1.3 Item 13, Conneq iPower | Substation
000003244 | HEATER,SPACE,ELECTRIC | Cubicle, 100W, 240V AC, for Switchboard Type BV2, ETS 2010/0048/T, Sched 6.1.3 Item 14, Conneq iPower | Substation
001841521 | HELMET,SAFETY | Cap, HC43E31, White, Unbranded, AS1801 | PPE, Hardware & Tools
002492577 | HELMET,SAFETY | Hard Hat TA570, White, Unbranded, Vented c/w Ratchet Headgear | HS & PPE
002485167 | HELMET,SAFETY | Aspida Flight Helmet Non-NVG, Gloss White c/w Standard Comms Package, Electret Microphone, Dual Visor Cover, Tinted Inner & Clear Outer lenses | HS & PPE
001841513 | HELMET,SAFETY | Wide Brim, HH40, ABS (Type 1), White, Non-Vented, Unbranded, AS1801 | PPE, Hardware & Tools
000104295 | HELMET,SAFETY | Cap, HC43VE31, White, Unbranded, Vented, AS1801 | PPE, Hardware & Tools
000017401 | HELMET,SAFETY | Chainsaw Protection, Steel Mesh Multi Fit Visor, Attached Earmuffs: 29.5 dB Min Rating, c/w Hygiene Kit & PVC Storage Bag | HS & PPE
002417590 | HELMET,SAFETY | Mountaineering Equipment c/w Sunflap | PPE, Hardware & Tools
002485134 | HELMET,SAFETY | Gallet LH050 Helicopter Helmet, White, Large c/w Standard Passive Comms, M-7/DC Electret Microphone, Tinted Inner Visor | HS & PPE
000367962 | HERBICIDE,GLYPHOSATE | 360g to Litre, 1L Container (Roundup or Equiv) | Dangerous Goods
000367963 | HERBICIDE,GLYPHOSATE | 360g to Litre, 5L Container (Roundup or Equiv) | Dangerous Goods
000022819 | HINGE,ACCESS DOOR | Set of 6 S/Steel Hinges, 3 x RH & 3 x LH Hinges, c/w 12 Counter Sunk Screws 25 x 6mm, 12 Flat Washers 6mm, 12 Nylock Nuts 6mm, 12 Mono Riverts 6.5mm, | Stainless Steel
000024213 | HOIST,CHAIN | Vital Lever Hoist, 1.5m Height of Lift, 800kg WLL, AS1418.2 | Tools & Equipment
000024214 | HOIST,CHAIN | Vital Lever Hoist, 1.5m Height of Lift, 1.6t WLL, AS1418.2 | Tools & Equipment
000024852 | HOIST,CHAIN | Vital Lever Hoist, 1.5m Height of Lift, 250kg WLL, 4mm Chain, AS1418.2 | Tools & Equipment
002458610 | HOIST,MANUAL LEVER | Operated Serial, Web Strap, 1 Ton Nominal Capacity, Ratchet & Pawl Type | Hardware & Tools
002489441 | HOIST,MANUAL LEVER | Ratchet Webbing Strap Hoist, LugAll 2A, 2.9m Strap, 450/900kg WLL Single/Double Pull | Hardware & Tools
002489458 | HOIST,MANUAL LEVER | Ratchet Webbing Strap Hoist, LugAll 40A, 2.8m Strap, 900/1800kg WLL Single/Double Pull | Hardware & Tools
002489466 | HOIST,MANUAL LEVER | Ratchet Webbing Strap Hoist, NGK Nagaki 1500P-EX, 3m Strap, 750/1500kg Single/ Double Pull (Not rated for lifting) | Hardware & Tools
002429017 | HOIST,MANUAL LEVER | 1.5 Ton Nominal Capacity, Webbing Strap, 901mm, Long Insulated Handle c/w Hotstick Hooks & Latches, ETS RES13 | Hardware & Tools
002429009 | HOIST,MANUAL LEVER | 1.5 Ton Nominal Capacity, Webbing Strap, 508mm, Short Handle c/w Hotstick Hooks & Latches, ETS RES13 | Hardware & Tools
002485670 | HOLDER | Nut/Washer Holder, Handheld, for M10 Stainless Nuts/Washers | Tools & Equipment
002484202 | HOLDER | Pin Holder, Sunrise Attachment (Live Line Tools) | Tools & Equipment
002497436 | HOLDER | EWP Bucket Tool Organiser Kit, Big Rack with 5 Hooks & 2 Tool Holes c/w 2 x 75mm & 2 x 100mm Bucket Hooks | Tools & Equipment
002484095 | HOLDER | Cotter Key, Sunrise Attachment (Live Line Tools) | Tools & Equipment
002483972 | HOLDER | Aerosol Can, Sunrise Attachment (Live Line Tools) | Tools & Equipment
002485688 | HOLDER | Nut/Washer Holder, Handheld, for M12 Stainless Nuts/Washers | Tools & Equipment
002485696 | HOLDER | Nut/Washer Holder, Handheld, for M16 Galvanised Nuts/Washers | Tools & Equipment
000024999 | HOLDER,BIT EXTENSION | 1/2 Inch Square drive 1/4 Inch Bit Steel Impact Socket Adaptor | Hardware & Tools
002483493 | HOLDER,CARD-LABEL | Wire Marking Carriers, Size 8-16mm, PVC, Clear, DMC-8/16-15 (P500) | Tools & Equipment
002483485 | HOLDER,CARD-LABEL | Wire Marking Carriers, Size 4-10mm, PVC, Clear, DMC-4/10-15 (P500) | Tools & Equipment
002402976 | HOLDER,CUTTING TOOL | Adaptor, Tooth Holder, Earth Auger, suits Earth Auger Drillig Bits, RH Type | Tools & Equipment
000105027 | HOLDER,CUTTING TOOL | Socket Tooth to suit Post Hole Digger | Tools & Equipment
002433209 | HOLDER,FACESHIELD | MSA Dielectric Visor Holder, use with MSA v-Gard Advance Type II (Hi-Temp) Safety Helmet, MSA Arc Flash Visor & Chin Guard | HS & PPE
000030316 | HOLDER,MARKER | Type LH-R1, Label Holder, 19.5mm W, Dark Grey, Terminal Block Accessory for Markers & Marking Systems | Substation Accessories
002486090 | HOLDER,MARKER | Type KLM-A, Marker Strip Carrier, 44 x 7mm Lettering Field, Adjustable Height, for Terminals | Hardware & Tools
002493302 | HOLDER,MARKER | UBE/D, Marker Carrier, Terminal Label Holder, Marking Field Size 40 x 17mm, DIN Rail Mount | Substation Accessories
002403146 | HOLDER,PHOTOELECTRIC CELL | NEMA Socket Base, Plug-in Electronic Component, for High Rating PE Cell c/w Bracket for Pole Mounting, EQTS 05-05-01 (scm) | Street Lights
002403145 | HOLDER,PHOTOELECTRIC CELL | D2 Socket Base, Plug-in Electronic Component, for Low Rating PE Cell for Minor Road Lanterns, EQTS 05-05-01 (scm) | Street Lights
002403701 | HOLDER,REFLECTOR,CLEARANCE INDICATING | Yellow, Class 2, 100 x 50mm, Delineator, Al Backed | Signs
000104427 | HOLDER,ROLLER | Bracket, for use with ABC Suspension Clamps | Line Hardware
002478188 | HOLDER,SCREWDRIVER BIT,POWER TOOL | Locking, 75mm, 1/4" Hex Quick Connect | Tools & Equipment
002476562 | HOLDER,SPRING | Spring Holder, For Leaf Springs, For use in Magnefix / Hazemeyer MD4 RMU | Tools & Equipment
002481620 | HOLDER,TELEPHONE | EQ RAM Mounts Phone Kit, u/w Universal Sticks, c/w Carry Bag | Tools & Equipment
002483956 | HOLDER,UMBRELLA | Magnetic, Adjustable, 50Kg Pull Force | Tools & Equipment
002497345 | HOLE SAW | Impact, 16mm Dia, 8TPI, Quick Connect 1/4" Hex Shank, Thin Wall, Bi-Metal | Hardware & Tools
002496206 | HOOD,HEAT PROTECTIVE | Arc Flash Balaclava HRC3 34cal/cm2, PPE Cat 2 Rated, Head & Neck Protection, Double Layer | HS & PPE
000435068 | HOOK | Ball, 70kN, Galv, Short Shank, ETS 01-01-01, Dwg 01-17-01 (P30) (scm) | Forged Fittings
002404821 | HOOK | Tongue, Galv Steel, ETS 01-01-01 Dwg 01-17-02 (P30) | Forged Fittings
002484285 | HOOK | Vegetation Control, Tree & Rope Hook, Sunrise Attachment (Live Line Tools) | Tools & Equipment
000018755 | HOOK | Safloc Hook, Hauling Line, 12mm, S/Steel Gde 304, Stamped "WLL 720kg" | Tools & Equipment
002434777 | HOOK | Drag, for Moving/Positioning Versadeck Ground Protection Mats | Tools & Equipment
002489102 | HOOK | Live Line Hook, Orange, 50mm Dia, 110mm Lg, Conical Top with Closed Loop, Gravel Filled, c/w Reflective 3 Colour Sign "DANGER CREW ON LINE" | Tools & Equipment
000105465 | HOOK | DNOB Safety Hook BEN-005 with label attached | Tools & Equipment
002403367 | HOOK,CANT | Lightweight, Solid Alloy Handle, Adjustable Hook Length, suit all Wood Pole Sizes | Hardware & Tools
002472868 | HOOK,CANT | Grip 254mm to 914mm poles, reinforced fiberglass handle, 38.1mm diameter; 1.524m overall length. | Tools & Equipment
002403730 | HOOK,SCREW | Coachscrew Thread with Neutral Bonding Tab, Dwg 875232-01 (P50) (scm) | Forged Fittings
002489383 | HOOK,SCREW | Test Probe Hook, 6mm, S/Steel, suit Teleperch Test Stick | Hardware & Tools
000435028 | HOOK,SCREW | Hook J With Form Thread to Drawing No. 22-A4-500 | Galv Products
002497451 | HOOK,SUPPORT | EWP Bucket Hook, suit 100mm Lip, 16mm OD, PVC, Pair of 2 | Tools & Equipment
002497444 | HOOK,SUPPORT | EWP Bucket Hook, suit 75mm Lip, 16mm OD, PVC, Pair of 2 | Tools & Equipment
002452522 | HOOK,UNIVERSAL SWITCH | Operating Rod Disconnect Hook, Bronze Alloy, for Link, Fluro Switch & Drop Out Fuse Operation | Hardware & Tools
002497196 | HOOK,UNIVERSAL SWITCH | Quick Grab Dual-Probe, Arched Shaped Head, Brass Alloy, Sunrise Attachment, for Drop-Out Fuse Operation | Hardware & Tools
002403389 | HOOK,UNIVERSAL SWITCH | Operating Rod Disconnect Hook, Bronze Alloy, for Link Switch & Drop Out Fuse Operation | Hardware & Tools
002486025 | HORN,ARC | Arcing Horn Assembly, S/Steel Gde 304, suit ALM YHDB 66kV Isolator | Line Hardware
002498475 | HOSE | Replacement Suction Hose Extension Quick 32mm, Anti Static, for Metabo H-Class Battery Vacuum | Tools & Equipment
002470136 | HOSE | Push Lock Hose, 1/4" SAE 30R2 | Remote Generation
002493856 | HOSE ASSY,AIR BREATHING | Versaflo BT-30, Length Adjusting Breathing Tube, Quick Release Swivel Connection, for Versaflo TR-300 Series PAPR | HS & PPE
002464865 | HOSE SET,NONMETALLIC | Gardena Universal Set, 4 Piece Hose Fittings, 12mm, Plastic Click-on, for Unfitted Hoses | Remote Generation
002464584 | HOSE,NONMETALLIC | Dash 10 Hose, 13.2mm ID, 23.4mm OD, CPE Tube, Reinforced Braided High-tensile Wire & Texiles, Oil & Mildew Resistant Poly/Texile Braid Cover | Remote Generation
002464675 | HOSE,NONMETALLIC | Purosil Coolant Hose, 101.6mm ID, 111.05mm OD, Silicone, UV & Ozone Resistant | Remote Generation
002464667 | HOSE,NONMETALLIC | Purosil Charge Air Hose, 76.2mm ID, 81.79mm OD, 4 Ply Silicone Aramid Reinforced, UV & Ozone Resistant | Remote Generation
002464642 | HOSE,NONMETALLIC | Purosil Coolant Hose, 22.35mm ID, 31.8mm OD, Silicone, Scania Turbo Drain Hose, UV & Ozone Resistant | Remote Generation
002464626 | HOSE,NONMETALLIC | Push-Lok LP Hose, 1/2" ID, 0.81" OD, Rubber Tube, Reinforced Fiber Braid, Oil & Abrasion Resistant Rubber Cover | Remote Generation
002464592 | HOSE,NONMETALLIC | Dash 12 Hose, 16.4mm ID, 27.3mm OD, CPE Tube, Reinforced Braided High-tensile Wire & Texiles, Oil & Mildew Resistant Poly/Texile Braid Cover | Remote Generation
002464659 | HOSE,NONMETALLIC | Purosil Coolant Hose, 31.75mm ID, 41.2mm OD, Silicone, UV & Ozone Resistant | Remote Generation
002464576 | HOSE,NONMETALLIC | Dash 8 Hose, 10.7mm ID, 19.4mm OD, CPE Tube, Reinforced Braided High-tensile Wire & Texiles, Oil & Mildew Resistant Poly/Texile Braid Cover | Remote Generation
002464618 | HOSE,NONMETALLIC | Push-Lok LP Hose, 3/8" ID, 0.66" OD, Rubber Tube, Reinforced Fiber Braid, Oil & Abrasion Resistant Rubber Cover | Remote Generation
002464600 | HOSE,NONMETALLIC | Dash 16 Hose, 22.7mm ID, 31.3mm OD, CPE Tube, Reinforced Braided High-tensile Wire & Texiles, Oil & Mildew Resistant Poly/Texile Braid Cover | Remote Generation
002464634 | HOSE,NONMETALLIC | LP Hose, 5/16" ID, 0.56" OD, Rubber Tube, Reinforced Fiber Braid, Oil & Abrasion Resistant Rubber Cover | Remote Generation
002464691 | HOSE,NONMETALLIC | Multi-purpose Hose, 25mm | Remote Generation
002490555 | HOSE,NONMETALLIC | Hose Kit, suits Milwaukee Stick Transfer Pump, c/w 5m Clear PVC Hose 19mm, 1 x Hose Clamp 17-32mm, 1 x Hose Tail 3/4F to 3/4M Tail | Hardware & Tools
002408219 | HOSE,NONMETALLIC | HP, 6.0m Thermoplastic 3/8" Single Line Non-conductive, 10 000psi, (690 Bar) c/w 3/8 NPT Male Ends & Parker 3050-3-231, 3/8-18 Female Thread, Quick Couplers, | Tools & Equipment
002419687 | HOSE,NONMETALLIC | Hydraulic, Aux LP, Rubber Twin Line Non-conductive 2250psi, 3/8NPT Male Ends Clear Bend Restrictors 10ft Lg (3.048m) NRP B098 c/w Parker FF3726FP | Hardware & Tools
002419695 | HOSE,NONMETALLIC | Hydraulic, Aux HP, Thermoplastic Single Line Non-conductive 10,000psi Restrictor 10ft Lg (3.048m) c/w Coupler, Male Half HP, 3/8 NPT F/M Thread, Parker | Electrical Test & Accsry Equip
002464683 | HOSE,PREFORMED | Rad Hose, 50.8mm, 1000mm Lg, Green Stripe | Remote Generation
002434736 | HOT LINE STICK | 1800mm Lg Sections c/w Carry Case, 1 x Universal Section, 2 x Ext Sections, Fuse Remover, Base Cap, Disconnect Hook, Universal Adapter & Hand Guard | Hardware & Tools
002427953 | HOT LINE STICK | Live Line, Insulated Stick, 720mm Lg, 76mm Dia, Construct as per Specs in Dwg 901962-01 | Hardware & Tools
002491249 | HOT LINE STICK | Orange Insulated Stick, 875mm Long, 300m Handle, u/w Voltage Detectors for Indoor Use. | Hardware & Tools
002406870 | HOT LINE STICK | 1200mm Lg Sections c/w Carry Case, 1 x Universal Section, 3 x Ext Sections, Fuse Remover, Base Cap, Disconnect Hook, Universal Adapter & Hand Guard | Hardware & Tools
000104782 | HOT LINE STICK | Insulating Stick, 1.2m x 32mm Dia c/w Sunrise Fitting & Butt Cap, Std IEC60855 | Tools & Equipment
000105087 | HOT LINE STICK | Roller Link Stick, 32mm Fibreglass Insert, 500mm Lg Overall | Tools & Equipment
002462992 | HYDRAULIC STRUT | Canopy Filter Vent Door Strut, S/S, suit Hino JO8 Canopy & Scania DC12 | Remote Generation
002463008 | HYDRAULIC STRUT | Canopy Door Gas Strut, 600nm, Hino JO8 Mechanical Parts | Remote Generation
002463776 | HYDRAULIC STRUT | Canopy Door Strut, 800nm, Scania DC12 Mechanical Parts | Remote Generation
002492080 | IMPELLER | Flexible Impeller Kit, for Milwaukee M18 Transfer Pump | Hardware & Tools
002404231 | INDICATOR | Permanent Volt Indicator, Elastimold, Cat # PVI-1A | U/G Equipment
000003366 | INDICATOR,DIGITAL DISPLAY | Integra 1630 Meter, 100-240V L-L 3Ph, 57.7-139V L-N 3Ph Input, 5A CT Operated 3Ph, 45-66Hz Aux, 100-250V AC/DC Output, 1 Modbus, DIN 96mm Panel Mount, Low | Substation
000003363 | INDICATOR,DIGITAL DISPLAY | Integra 1630 Meter, 100-240V L-L 3Ph, 57.7-139V L-N 3Ph Input, 1A CT Operated 3Ph, 45-66Hz Aux, 12-48V DC Output, 1 Modbus, DIN 96mm Panel Mount, Low | Substation
002470037 | INDICATOR,DIGITAL DISPLAY | Integra 1630 Digital Power Meter, 241-480V L-L Input, 5A, 100-250V AC/DC Aux, 45-65Hz, RS485 Modbus RTU Output c/w Prog System Config, Prog VT & CT | Remote Generation
000003367 | INDICATOR,DIGITAL DISPLAY | TPI Encoder Module, 85-264V AC, 110-300V DC, BCD Output, 35 POS | Substation
000003365 | INDICATOR,DIGITAL DISPLAY | Integra 1630 Meter, 100-240V L-L 3Ph, 57.7-139V L-N 3Ph Input, 1A CT Operated 3Ph, 45-66Hz Aux, 100-250V AC/DC Output, 1 Modbus, DIN 96mm Panel Mount, Low | Substation
000003364 | INDICATOR,DIGITAL DISPLAY | Integra 1630 Meter, 100-240V L-L 3Ph, 57.7-139V L-N 3Ph Input, 5A CT Operated 3Ph, 45-66Hz Aux, 12-48V DC Output, 1 Modbus, DIN 96mm Panel Mount, Low | Substation
002437507 | INDICATOR,ELECTRICAL POTENTIAL | VPIS Cable Connection, suit ABB Safelink2, JTS 06-08-01 (scm) | Switchgear
000003242 | INDICATOR,ELECTRICAL POTENTIAL | Indicator & Sensors, for Switchboard Type BV2, ETS 2010/0048/T, Sched 6.1.3 Item 12, Conneq iPower | Substation
002466597 | INDICATOR,FAULT LOCATING | Smart Navigator, Temp Monitoring, 100-1200A Trip Level, <46kV/50Hz Max Operating, 25kA/1sec, 2.4GHz/1mW/MSK, -40 to 130DegC Measurement Range, | Protection
002461192 | INDICATOR,FAULT LOCATING | Smart Navigator, Temp Monitoring/Sensor, 800-2400A Trip Level, <161kV/50Hz Max Operating, 25kA/1sec, 2.4GHz/1mW/MSK, -40 to 130DegC Measurement Range, | Protection
002454510 | INDICATOR,FAULT LOCATING | Regular Navigator, Local Indicator, 95 x 155mm, LED Display, 46kV/50Hz Max Operating, 25kA rms/1sec, Cable Mount | Protection
002437499 | INDICATOR,FAULT LOCATING | Circuit Fault Indicator, Compass B, for ABB Safelink2, JTS 06-08-01 (scm) | Switchgear
002440410 | INDICATOR,FAULT LOCATING | SIGMA F+E 3, Short Circuit & Earth Fault Indicator, 96 x 48 x 96mm, LED Display, Manual/Automatic/Remote Reset & Test, Cable or Bushing Mount CT's, IP40 (scm) | U/G Equipment
002462240 | INDICATOR,FAULT LOCATING | Smart Navigator, Temp Monitoring/Sensor, 50-1200A Trip Level, <161kV/50Hz Max Operating, 25kA/1sec, 2.4GHz/1mW/MSK, -40 to 130DegC Measurement Range, | Protection
002078131 | INDICATOR,SIGHT,LIQUID | Oil Level, Glass, 22kV, EE OKW3, OCB | Substation
002464956 | INDICATOR,TEMP,THERMOCOUPLE | Head Mounted Type, PT100/PT1000 Ohm, 4-20mA, Transduces 0-80 Degree, 6.5-36V DC, PC Programmable, Isolated I/O, Puck | Remote Generation
002464964 | INDICATOR,TEMP,THERMOCOUPLE | Head Mounted Type, PT100/PT1000 Ohm, 4-20mA, Transduces 0-120 Degree, 6.5-36V DC, PC Programmable, Isolated I/O, Puck | Remote Generation
000022921 | INDICATOR,VOLTAGE | Old Resistive Type, Replacement Test Point for Safelink Voltage Indication, 4 x Tip Jack Test Points on Metal Plate c/w White Pins, approx 1.8 Meg Ohm | Protection
000022924 | INDICATOR,VOLTAGE | VPIS Type, Replacement Test Point for Safelink VPIS, 10 Mega Ohms Voltage Measure, Impedance Multimeter approx 150V between Earth & Phase | Protection
002462802 | INJECTOR ASSEMBLY,FUEL | Nozzle & Holder Assy, Diesel Engine Injector, Hino JO8 Mechanical Parts | Remote Generation
002492130 | INSECT NET,HEAD | Fly & Mosquito Head Protection, Fine Mesh, One Size, Pull Cord for Secure Fit | Hardware & Tools
000025432 | INSECT REPELLENT,PERSONAL | AEROGARD Trop Strength; Press Pack 150g; 6 hr protection; Low Irritant; neutral smell | PPE, Hardware & Tools
000025529 | INSECT REPELLENT,PERSONAL | Bushmans; Aerosol 350g; 20% Deet; 7 hours effective protection; | Hardware & Tools
000025536 | INSECT REPELLENT,PERSONAL | Bushmans; Aerosol 150g; 20% Deet; 7 hours effective protection | PPE, Hardware & Tools
000025551 | INSECT REPELLENT,PERSONAL | RID Antiseptic Repellent; 100ml Lotion Pump-16% DEET;4 hours effective protection | PPE, Hardware & Tools
000025562 | INSECT REPELLENT,PERSONAL | RID Medicated Workforce Strength Repellent plus antiseptic spray 150g 19.5% DEET (6 hours effective protection | PPE, Hardware & Tools
000022433 | INSECT REPELLENT,PERSONAL | Bushmans; Aerosol 225g; 40% Deet; 10 hours protection | PPE, Hardware & Tools
000016465 | INSECT REPELLENT,PERSONAL | RID Antiseptic Repellent 100g Medicated Spray - 16% DEET 4 hours effective protection | PPE, Hardware & Tools
000025540 | INSECT REPELLENT,PERSONAL | Bushmans; Ultra Gel 75g; 80% Deet 16 hours protection | PPE, Hardware & Tools
002472249 | INSECT REPELLENT,PERSONAL | OFF! Kids, Insect Repellent, 175ml Pump Spray Bottle, Non-Greasy, Soft Scented, Repels Mosquitoes, Flies, Sandflies & other Biting Insects, contains Picaridin | PPE, Hardware & Tools
000368110 | INSECTICIDE | WaspJet, Aerosol, Spray up to 6m, Di-Electric Strength, Kills Wasps & Larvae | PPE, Hardware & Tools
002496610 | INSECTICIDE,FIPRONIL | SAS PRO, Granule Ant Killer, Silica Carrier Particles, 10kg Pail c/w Scoop & Shaker | HS & PPE
002496602 | INSECTICIDE,FIPRONIL | SAS PRO, Granule Ant Killer, Silica Carrier Particles, 1kg Shaker Pack | HS & PPE
002464246 | INSERT KIT,SCREW THREAD | M6 Helicoil Thread Repair Kit c/w Inserts, Drill Bit, Tap, Installation Tool | Remote Generation
002464261 | INSERT KIT,SCREW THREAD | M10 Helicoil Thread Repair Kit c/w Inserts, Drill Bit, Tap, Installation Tool | Remote Generation
002464253 | INSERT KIT,SCREW THREAD | M8 Helicoil Thread Repair Kit c/w Inserts, Drill Bit, Tap, Installation Tool | Remote Generation
002464279 | INSERT KIT,SCREW THREAD | M12 Helicoil Thread Repair Kit c/w Inserts, Drill Bit, Tap, Installation Tool | Remote Generation
002429637 | INSTALL & REMOVAL TOOL,FUSE | Fuse Cup, Universal Holder, Fibreglass Reinforced for Installation & Removal of EDO's | Hardware & Tools
000003206 | INSTALLATION KIT,ELEC EQUIP | Oil Sample Device, Special Tools, Gauges & Appliances required to Install, Erect, Maintain & Test Equip (IIN3137 to 3205, Items 1 to 23) ETS 2010/0321/T(29A) | Substation
002484319 | INSTALLATION TOOL,CABLE TIE | Tensioning Tool, Palm Grip, Metal Body with Plastic Hand-Grips | Tools & Equipment
002433787 | INSTRUMENT,CABLE IDENTIFIER | c/w Transmitter, Receiver & Headphone, System in Hard Plastic Case | Tools & Equipment
002475267 | INSULATED EXTENSION SOCKET | Insulated Extension Socket, 130cm, 1/2 inch female to male, 1000V rated | Hardware & Tools
000016478 | INSULATING COMPOUND KIT,ELECTRICAL | 3 Part Polyurethane Resin Compound, Resin Base, Hardener & Filler, Operating Temperature 90°C, 7.5L Kit | U/G Equipment
002402101 | INSULATING COMPOUND,ELECTRICAL | DUSSEK R4, Rosin Oil, Semi Fluid Cable Compound, 25L, 20kg Drum | U/G Equipment
002489367 | INSULATING COMPOUND,ELECTRICAL | GUROFLO-H2000, 1 Part Silicon, Oil Based Insulating Medium, for 11kV - 33kV Cable Boxes with XLPE Cables, 20L Drum | U/G Equipment
000023881 | INSULATING COMPOUND,ELECTRICAL | Resin & Hardener Compound DS700A&B, Alt Resin for Prysmian 110kV Joint Outer Box, 20kg When Mixed, 6 Units per Joint | U/G Equipment
002404288 | INSULATING COMPOUND,ELECTRICAL | Resin, Scotch C Packs | U/G Equipment
000020345 | INSULATING COMPOUND,ELECTRICAL | Guroflex MV, 2 Part Cold-pour, for 33kV Straight Joints, using Cu Sleeves on 185-800mm2 XLPE/LY/HDPE, 5.5L Kit, Approx 2yr Shelf Life | U/G Equipment
002489359 | INSULATING COMPOUND,ELECTRICAL | DUSSEK R4M, Rosin Oil, Sets Thick, for Cable Boxes 33kV or Less, 16kg Pail | U/G Equipment
002477081 | INSULATING OIL,ELECTRICAL | Mineral Insulating Oil, 205L Drum, Uninhibited, Non-passivated for Transformers & Switchgear | Dangerous Goods
002492478 | INSULATING VARNISH | VA42, Red Varnish, Air Dry, 300g Aerosol 12 per Carton | Remote Generation
002473668 | INSULATION BLANKET | Welding Blanket, Hi-Temp, 1.8 x 2.0m, Tightly Woven Silica-Glass Fabric, 1100 DegC Working Temp | Tools & Equipment
002429124 | INSULATION BLANKET,ELECTRICAL | Live Line, Rubber, Class 4, Flexible Type II Solid, Hi-Vis Colour, 914 x 914mm (36 x 36") ETS RES13 | Hardware & Tools
002429157 | INSULATION BLANKET,ELECTRICAL | Live Line, Rubber, Class 4, Flexible Type II Split, Hi-Vis Colour, 914 x 914mm (36 x 36") ETS RES13 | Hardware & Tools
002400871 | INSULATION CLOTH,ELECTRICAL | Material Jointing Impregnated, 11000V, 95/120mm2 (0.15-0.2" sq) | General Hardware
000120028 | INSULATION HOOD | Shroud, Insulating, Type 1, ETS 35/99 Item 4 (P120) (scm) | U/G Pits & Pillars
000120036 | INSULATION HOOD | Shroud, Insulating, Type 2 (P100) (scm) | U/G Pits & Pillars
000113013 | INSULATION HOOD | Shroud c/w Screws, suit CF1 Circuit Breaker | U/G Equipment
002404289 | INSULATION SLEEVE,ELEC,BRANCHED | Heat Shrink Glove, LV Breakout, suit 4 Core, 70mm2, XLPE U/G Cable | U/G Equipment
002405836 | INSULATION SLEEVE,ELEC,BRANCHED | Heat Shrink Glove, LV Breakout, suit 2 Core, 4-35mm, for Terminating | U/G Equipment
002400912 | INSULATION SLEEVE,ELEC,BRANCHED | Heat Shrink Glove, LV Breakout, 4 Way, suit 120mm U/Ground Cable | U/G Equipment
000119011 | INSULATION SLEEVE,ELEC,BRANCHED | Heat Shrink Glove, LV Breakout, suit 4 Core, 185 to 300mm2, XLPE U/G Cable (scm) | U/G Equipment
002400914 | INSULATION SLEEVE,ELEC,BRANCHED | Heat Shrink Glove, LV Breakout, suit 3 Core, 10-25mm2, LV PLYSW PVC, Mastic Sealant | U/G Equipment
002400915 | INSULATION SLEEVE,ELEC,BRANCHED | Heat Shrink Glove, LV Breakout, suit 4 Core, 10-25mm, XLPE/PLYSW, PVC c/w Sealant (scm) | U/G Equipment
000119017 | INSULATION SLEEVE,ELEC,BRANCHED | Heat Shrink Glove, LV Breakout, suit 3 Core, 300mm2, 75/34, Fingers 38/14 | U/G Equipment
002405164 | INSULATION SLEEVING,ELEC,SPEC | Cold Shrink Kit, Barrier Boot | U/G Equipment
000017273 | INSULATION SLEEVING,ELEC,SPEC | Split Sleeve, Grey EPDM, 20mm ID, 1 x 15m Coil per Box | O/Head Line
000017272 | INSULATION SLEEVING,ELEC,SPEC | Split Sleeve, Grey EPDM, 10mm ID, 2 x 15m Coils per Box | O/Head Line
000156760 | INSULATION SLEEVING,ELEC,SPEC | Cold Shrink Kit, Barrier Boot MB65, suit 35mm2 XLPE 3 Core 11kV Cable, 95mm2/185mm2/240mm2 11kV Conductor, ABB/Andelec SDAF RMU Term | U/G Equipment
002454056 | INSULATION SLEEVING,ELECTRICAL | Heat Shrink Tubing, 10/3mm, 1.2m Lg, Black, Hot Melt Glue Lined | Communications
002471043 | INSULATION SLEEVING,ELECTRICAL | Phase Segregation Device, Double, suit Paralleled Jean Muller LV Switchgear | U/G Equipment
002406139 | INSULATION SLEEVING,ELECTRICAL | Heat Shrink Tubing, 50/16mm, 150mm Lg, Medium Wall, Coated Internally c/w Sealant (scm) | U/G Equipment
000184896 | INSULATION SLEEVING,ELECTRICAL | Heat Shrink Tubing, 50/16mm, 2m Lg, Medium Wall, Cable Trifurcation for Elastimold Terminations | U/G Equipment
000184895 | INSULATION SLEEVING,ELECTRICAL | Heat Shrink Tubing, 16/5mm, 180mm Lg, Medium Wall, Mastic Sealant | U/G Equipment
002405076 | INSULATION SLEEVING,ELECTRICAL | Heat Shrink Tubing, 12.7/6.4mm, STB-13, Black, Thin Wall | U/G Equipment
000184880 | INSULATION SLEEVING,ELECTRICAL | Heat Shrink Tubing, 9.5/4.8mm, 1.2m Lg, Black, Thin Wall | U/G Equipment
002405162 | INSULATION SLEEVING,ELECTRICAL | Heat Shrink Tubing, 38/19mm, 38m Roll, Blue | U/G Equipment
002405163 | INSULATION SLEEVING,ELECTRICAL | Heat Shrink Tubing, 38/19mm, 38m Roll, White, Thin Wall | U/G Equipment
002405062 | INSULATION SLEEVING,ELECTRICAL | Heat Shrink Tubing, 38/19mm, 50m Roll, Red, Thin Wall | U/G Equipment
002405077 | INSULATION SLEEVING,ELECTRICAL | Heat Shrink Tubing, 40/20mm, 50m Roll, Black, Thin Wall | U/G Equipment
002406143 | INSULATION SLEEVING,ELECTRICAL | Heat Shrink Tubing, 32/10mm, 300mm Lg, HV Outdoor Tubing | U/G Equipment
000158459 | INSULATION SLEEVING,ELECTRICAL | Heat Shrink Tubing, 35/12mm, 150mm Lg, Medium Wall, Mastic Sealant | U/G Equipment
002493393 | INSULATION SLEEVING,ELECTRICAL | Heavy-Wall Heat Shrink Tubing, 180-50mm, 400mm Lg c/w Adhesive Coating, Pack of 5 | U/G Accessories
002465375 | INSULATION SLEEVING,ELECTRICAL | Heat Shrink Tubing, 38/19mm, 1.2m Lg, Yellow/Green, Thin Wall, Flame Retardant UV Stabilised | Remote Generation
002465367 | INSULATION SLEEVING,ELECTRICAL | Heat Shrink Tubing, 38/19mm, 1.2m Lg, Black, Thin Wall, Flame Retardant, UV Stabilised | Remote Generation
002465359 | INSULATION SLEEVING,ELECTRICAL | Heat Shrink Tubing, 38/19mm, 1.2m Lg, Blue, Thin Wall, Flame Retardant, UV Stabilised | Remote Generation
002465342 | INSULATION SLEEVING,ELECTRICAL | Heat Shrink Tubing, 38/19mm, 1.2m Lg, White, Thin Wall, Flame Retardant, UV Stabilised | Remote Generation
002465334 | INSULATION SLEEVING,ELECTRICAL | Heat Shrink Tubing, 38/19mm, 1.2m Lg, Red, Thin Wall, Flame Retardant, UV Stabilised | Remote Generation
002465326 | INSULATION SLEEVING,ELECTRICAL | Heat Shrink Tubing, 25/12.5mm, 1.2m Lg, Yellow/Green, Thin Wall, Flame Retardant UV Stabilised | Remote Generation
002465318 | INSULATION SLEEVING,ELECTRICAL | Heat Shrink Tubing, 25/12.5mm, 1.2m Lg, Black, Thin Wall, Flame Retardant, UV Stabilised | Remote Generation
002465300 | INSULATION SLEEVING,ELECTRICAL | Heat Shrink Tubing, 25/12.5mm, 1.2m Lg, Blue, Thin Wall, Flame Retardant, UV Stabilised | Remote Generation
002465292 | INSULATION SLEEVING,ELECTRICAL | Heat Shrink Tubing, 25/12.5mm, 1.2m Lg, White, Thin Wall, Flame Retardant, UV Stabilised | Remote Generation
002465284 | INSULATION SLEEVING,ELECTRICAL | Heat Shrink Tubing, 25/12.5mm, 1.2m Lg, Red, Thin Wall, Flame Retardant, UV Stabilised | Remote Generation
002465276 | INSULATION SLEEVING,ELECTRICAL | Heat Shrink Tubing, 13/6.5mm, 1.2m Lg, Yellow/Green, Thin Wall, Flame Retardant UV Stabilised | Remote Generation
002465268 | INSULATION SLEEVING,ELECTRICAL | Heat Shrink Tubing, 13/6.5mm, 1.2m Lg, Blue, Thin Wall, Flame Retardant, UV Stabilised | Remote Generation
002465250 | INSULATION SLEEVING,ELECTRICAL | Heat Shrink Tubing, 13/6.5mm, 1.2m Lg, White, Thin Wall, Flame Retardant, UV Stabilised | Remote Generation
002465243 | INSULATION SLEEVING,ELECTRICAL | Heat Shrink Tubing, 13/6.5mm, 1.2m Lg, Red, Thin Wall, Flame Retardant, UV Stabilised | Remote Generation
002465235 | INSULATION SLEEVING,ELECTRICAL | Heat Shrink Tubing, 7/3.5mm, 1.2m Lg, Yellow/Green, Thin Wall, Flame Retardant UV Stabilised | Remote Generation
002465227 | INSULATION SLEEVING,ELECTRICAL | Heat Shrink Tubing, 7/3.5mm, 1.2m Lg, Black, Thin Wall, Flame Retardant, UV Stabilised | Remote Generation
002465219 | INSULATION SLEEVING,ELECTRICAL | Heat Shrink Tubing, 7/3.5mm, 1.2m Lg, Blue, Thin Wall, Flame Retardant, UV Stabilised | Remote Generation
002465201 | INSULATION SLEEVING,ELECTRICAL | Heat Shrink Tubing, 7/3.5mm, 1.2m Lg, White, Thin Wall, Flame Retardant, UV Stabilised | Remote Generation
002465193 | INSULATION SLEEVING,ELECTRICAL | Heat Shrink Tubing, 7/3.5mm, 1.2m Lg, Red, Thin Wall, Flame Retardant, UV Stabilised | Remote Generation
002465185 | INSULATION SLEEVING,ELECTRICAL | Heat Shrink Tubing, 5/2.5mm, 1.2m Lg, Yellow/Green, Thin Wall, Flame Retardant UV Stabilised | Remote Generation
002465177 | INSULATION SLEEVING,ELECTRICAL | Heat Shrink Tubing, 5/2.5mm, 1.2m Lg, Black, Thin Wall, Flame Retardant, UV Stabilised | Remote Generation
002465169 | INSULATION SLEEVING,ELECTRICAL | Heat Shrink Tubing, 5/2.5mm, 1.2m Lg, Blue, Thin Wall, Flame Retardant, UV Stabilised | Remote Generation
002465151 | INSULATION SLEEVING,ELECTRICAL | Heat Shrink Tubing, 5/2.5mm, 1.2m Lg, White, Thin Wall, Flame Retardant, UV Stabilised | Remote Generation
002465144 | INSULATION SLEEVING,ELECTRICAL | Heat Shrink Tubing, 5/2.5mm, 1.2m Lg, Red, Thin Wall, Flame Retardant, UV Stabilised | Remote Generation
002465136 | INSULATION SLEEVING,ELECTRICAL | Heat Shrink Tubing, 3/1.5mm, 1.2m Lg, Yellow/Green, Thin Wall, Flame Retardant UV Stabilised | Remote Generation
002465128 | INSULATION SLEEVING,ELECTRICAL | Heat Shrink Tubing, 3/1.5mm, 1.2m Lg, Black, Thin Wall, Flame Retardant, UV Stabilised | Remote Generation
002465110 | INSULATION SLEEVING,ELECTRICAL | Heat Shrink Tubing, 3/1.5mm, 1.2m Lg, Blue, Thin Wall, Flame Retardant, UV Stabilised | Remote Generation
002465102 | INSULATION SLEEVING,ELECTRICAL | Heat Shrink Tubing, 3/1.5mm, 1.2m Lg, White, Thin Wall, Flame Retardant, UV Stabilised | Remote Generation
002465094 | INSULATION SLEEVING,ELECTRICAL | Heat Shrink Tubing, 3/1.5mm, 1.2m Lg, Red, Thin Wall, Flame Retardant, UV Stabilised | Remote Generation
002471035 | INSULATION SLEEVING,ELECTRICAL | Phase Segregation Device, Single, suit Standard Parallel Cable Rail for Jean Muller LV Switchgear | U/G Equipment
002400906 | INSULATION SLEEVING,ELECTRICAL | Heat Shrink Tubing, 63/19mm, 100mm Lg, Medium Wall c/w Sealant | U/G Equipment
002404304 | INSULATION SLEEVING,ELECTRICAL | Heat Shrink Tubing, 51/19mm, Medium Wall, Adhesive Lined | U/G Equipment
002456291 | INSULATION SLEEVING,ELECTRICAL | Heat Shrink Tubing, 25/8mm, 50m Roll, Yellow/Green, Thin Wall | U/G Equipment
002456283 | INSULATION SLEEVING,ELECTRICAL | Heat Shrink Tubing, 38/19mm, 25m Roll, Yellow/Green, Thin Wall | U/G Equipment
002404317 | INSULATION SLEEVING,ELECTRICAL | Heat Shrink Tubing, 85/25mm, 1.2m Lg, Medium Wall, Unlined | U/G Equipment
002404316 | INSULATION SLEEVING,ELECTRICAL | Heat Shrink Tubing, 56/17mm, 1.2m Long, Unlined | U/G Equipment
002400908 | INSULATION SLEEVING,ELECTRICAL | Heat Shrink Tubing, 75/22mm, 200mm Lg, Medium Wall c/w Sealant | U/G Equipment
002405074 | INSULATION SLEEVING,ELECTRICAL | Heat Shrink Tubing, 35/12mm, 30m Roll, Uncoated | U/G Equipment
002404310 | INSULATION SLEEVING,ELECTRICAL | Heat Shrink Tubing, 35/12mm, 1.2m Lg, Medium Wall c/w Sealant | U/G Equipment
002403501 | INSULATION SLEEVING,ELECTRICAL | Heat Shrink Tubing, 37/12mm, 100mm Lg, Medium Wall, Coated Internally c/w Sealant | U/G Equipment
000019670 | INSULATION SLEEVING,ELECTRICAL | Heat Shrink, EP Polymer, Dull Red, 660mm W, 2.4mm Thk, 36kV, 10m Roll | U/G Equipment
002404313 | INSULATION SLEEVING,ELECTRICAL | Heat Shrink Tubing, 160/50mm, Medium Wall, Lined, Standard | U/G Equipment
002404314 | INSULATION SLEEVING,ELECTRICAL | Heat Shrink Tubing, 140/42mm, Medium Wall, Lined, Standard | U/G Equipment
002400913 | INSULATION SLEEVING,ELECTRICAL | Heat Shrink Tubing, 140/42mm, 200mm Lg, Medium Wall | U/G Equipment
000104216 | INSULATION SLEEVING,ELECTRICAL | Heat Shrink Tubing, 10/3mm, 1.2m Lg, Medium Wall, Uncoated | U/G Equipment
002404303 | INSULATION SLEEVING,ELECTRICAL | Heat Shrink Tubing, 25/8mm, Medium Wall, Adhesive Lined | U/G Equipment
000184891 | INSULATION SLEEVING,ELECTRICAL | Heat Shrink Tubing, 25/8mm, 250mm Lg, Medium Wall c/w Sealant (scm) | U/G Equipment
002404311 | INSULATION SLEEVING,ELECTRICAL | Heat Shrink, Wrap Around, 107/29mm ID, 1000mm Lg, Min 2mm Thk, Black, Polyolefin, Meltable Inner Lining | U/G Equipment
000016602 | INSULATION SLEEVING,ELECTRICAL | Heat Shrink, Wrap Around, 107/29mm ID, 1500mm Lg, Min 2mm Thk, Black, Polyolefin, Meltable Inner Lining, suit Cable 34 to 65mm Dia | U/G Equipment
002404308 | INSULATION SLEEVING,ELECTRICAL | Heat Shrink Tubing, 85/25mm, Medium Wall, Adhesive Lined | U/G Equipment
002442093 | INSULATION SLEEVING,ELECTRICAL | Heat Shrink Tubing, BPTM 30/12-A/U, 3m Lg, HV Outdoor Tubing (scm) | U/G Equipment
002407011 | INSULATION SLEEVING,ELECTRICAL | Heat Shrink Tubing, 75/25mm, 220mm, Unlin, EPS0067 (P3) (scm) | U/G Equipment
002400909 | INSULATION SLEEVING,ELECTRICAL | Heat Shrink Tubing, 82/25mm, 250mm Lg, Medium Wall c/w Sealant | U/G Equipment
000156092 | INSULATION SLEEVING,ELECTRICAL | Heat Shrink Tubing, 19-6mm, 300mm Lg, Min 2mm Thk, Black, Electrical Polyolefin, Meltable Inner Liner | U/G Equipment
002406142 | INSULATION SLEEVING,ELECTRICAL | Heat Shrink Tubing, 51/16mm, 225mm Lg (scm) | U/G Equipment
002405061 | INSULATION SLEEVING,ELECTRICAL | Heat Shrink Tubing, 38/12.7mm | U/G Equipment
002482628 | INSULATION SLEEVING,ELECTRICAL | Heat shrink, Thick Walled, Clear 40mm - 12mm, 1200mm length Glue lined | U/G Equipment
002430601 | INSULATION SLEEVING,ELECTRICAL | Heat Shrink Tubing, c/w Sealant (MOQ 10) | Hardware & Tools
000158467 | INSULATION SLEEVING,ELECTRICAL | Heat Shrink Tubing, 50/16mm, 120mm Lg, Medium Wall, Mastic Sealant | U/G Equipment
002404312 | INSULATION SLEEVING,ELECTRICAL | Heat Shrink Tubing, CRSM, 93/26, Lined, Wrap-around | U/G Equipment
000105026 | INSULATION,ELEC COND | Tiger Tail 2.5m Lg, Regular, Red & Black Stripe, Class 1, 650V, HDPE Insulating Barrier, 35mm ID Nom, Protective Cover for LV Conductor, Compliant to AS4202 | PPE, Hardware & Tools
002428670 | INSULATION,ELEC COND | Flexible Line Hose, Class 4, Style C, Extended Lip, Plain, Straight Both Ends, Orange, 40mm Dia, 915mm Lg | Hardware & Tools
002428696 | INSULATION,ELEC COND | Flexible Line Hose, Class 4, Style D, Extended Lip, Coupler One End, Orange, 40mm Dia, 915mm Lg | Hardware & Tools
000105025 | INSULATION,ELEC COND | Tiger Tail 1.25m Lg, Short, Red & Black Stripe, Class 1, 650V, HDPE Insulating Barrier, 35mm ID Nom, Protective Cover for LV Conductor, Compliant to AS4202 | PPE, Hardware & Tools
002428738 | INSULATION,ELEC COND | Flexible Line Hose, Class 4, Coupler, Extended Lip, Orange, Flexible Dielectric, 40mm Dia, 267mm Lg | Hardware & Tools
002428597 | INSULATION,ELEC COND | Flexible Line Hose, Class 2, Style B, Short Lip, Coupler One End, Orange, 31.5mm Dia, 915mm Lg | Hardware & Tools
002428704 | INSULATION,ELEC COND | Flexible Line Hose, Class 4, Style D, Extended Lip, Coupler One End, Orange, 40mm Dia, 1372mm Lg | Hardware & Tools
002428688 | INSULATION,ELEC COND | Flexible Line Hose, Class 4, Style C, Extended Lip, Plain, Straight Both Ends, Orange, 40mm Dia, 1372mm Lg | Hardware & Tools
002428621 | INSULATION,ELEC COND | Flexible Line Hose, Class 2, Style A, Short Lip, Plain, Straight Both Ends, Orange, 31.5mm Dia, 1372mm Lg | Hardware & Tools
002428605 | INSULATION,ELEC COND | Flexible Line Hose, Class 2, Style B, Short Lip, Coupler One End, Orange, 31.5mm Dia, 1372mm Lg | Hardware & Tools
002428613 | INSULATION,ELEC COND | Flexible Line Hose, Class 2, Style A, Short Lip, Plain, Straight Both Ends, Orange, 31.5mm Dia, 915mm Lg | Hardware & Tools
002426252 | INSULATOR | Parking Portable Insulator, 797 x 32mm Insulating Rod c/w 5 to 10mm Live Line Clamp one end & 220mm T Bar at the other end, In Storage Bag, EE Dwg 986381-01 & | Electrical Test & Accsry Equip
002429025 | INSULATOR | Epoxy Insulator, 95mm Lg, 65mm Dia c/w 7/16" Stud 15mm Lg, Grey, for Conductor Support Equipment, suit Chance Applications, ETS RES13 | Hardware & Tools
002404050 | INSULATOR | Hook, 230mm, Dwg G-130A4, (supplied in bags of 25) | Galv Products
002074489 | INSULATOR | Porcelain, 180173, Gec 11kV OCB | Insulator
002080306 | INSULATOR | Lower Rot Delle OCB | Insulator
002074497 | INSULATOR | Cross Jet Ports, Gec 11kV OCB | Insulator
002078093 | INSULATOR | Term Conn CT Lead GEC 11kV OCB | Insulator
002080314 | INSULATOR | Support Delle OCB | Insulator
002080322 | INSULATOR | Chamber Delle OCB | Insulator
002472298 | INSULATOR | Kit for LV Temporary Crossarm, Ertalon 6-PLA, Black c/w Bag (Set of 4) | Electrical Test & Accsry Equip
002453074 | INSULATOR | Epoxy Insulator, 54mm Lg, 63mm Dia c/w 7/16" Stud 15mm Lg, Grey, for Conductor Support Equipment, suit Hastings Applications, ETS RES13 | Hardware & Tools
002472306 | INSULATOR | for LV Temporary Crossarm, Ertalon 6-PLA, Black (single unit) | Electrical Test & Accsry Equip
002078298 | INSULATOR,BUSHING | HV 66/11kV, Transformer | Insulator
002078247 | INSULATOR,BUSHING | 66kV, OCB, CT PR1 Dwg 312015 | Insulator
002078263 | INSULATOR,BUSHING | 22kV Bush Wilson 2000kVA 22kV 3P | Insulator
002074349 | INSULATOR,BUSHING | 22kV, 2MVA SW VREG | Insulator
002074381 | INSULATOR,BUSHING | GE22/12.7kV, c/lete 4 | Insulator
002074039 | INSULATOR,BUSHING | 22kV, OYT OCR | Insulator
002417970 | INSULATOR,DISC | 125kN, Ball & Socket, Porcelain, Normal Type, Zinc Insert c/w "R" Pin (P108) | Insulator
002417962 | INSULATOR,DISC | 125kN, Ball & Socket, Porcelain, Fog Type, Zinc Insert c/w "R" Pin (P90) | Insulator
000551004 | INSULATOR,DISC | 70kN, Ball & Socket, Glass, Type U70BL, ETS 10-01-01, Item 18 (scm) | Insulator
000551008 | INSULATOR,DISC | 70kN, Ball & Socket, Glass, Type U70BL, (Fog), ETS 10-01-01, Item 19 | Insulator
002406304 | INSULATOR,DISC | 125kN, Ball & Socket, Glass, Type U125 BS, with Zinc Insert (P6) | Insulator
000002579 | INSULATOR,DISC | 70kN, Tongue & Clevis, Glass, Type U70C, Normal Profile, 255mm Dia, 146mm Pitch c/w Hex Pin & HPA Split Pins, AS60305, Box of 3 | Insulator
002400847 | INSULATOR,DISC | 70kN, Ball & Socket, Glass, Type U70BL, (Transmission), ETS 10-01-01, Item 20 | Insulator
000104631 | INSULATOR,LINE POST | 66kV, 210kV BIL, Composite, 2 Slot Dropped Tongue, ETS 10-02-02, Item 3 | Insulator
002453454 | INSULATOR,LINE POST | 11/22kV, 150kV BIL Porcelain, Top Plate 76mm PCD 4 x Holes, 12mm Threads c/w M20 x 195mm Stud (scm) | Insulator
000104197 | INSULATOR,LINE POST | 22kV (11kV Trident) 150kV BIL, Porcelain Vertical Tie Top c/w M20 Stud, ETS 10-01-01, Item 9 (scm) | Insulator
000104629 | INSULATOR,LINE POST | 132kV, 320kV BIL, Composite, Horizontal Clamp Top, ETS 10-02-02, Item 1 | Insulator
002416311 | INSULATOR,LINE POST | 66kV, 350kV BIL, Composite, Horizontal Clamp Top c/w Bendable Gain Base, ETS 10-02-02 Item 4 | Insulator
000553058 | INSULATOR,LINE POST | 66kV, 350kV BIL, Porcelain, Horizontal Clamp Top, M24 Stud not supplied, ETS 10-01-01, Item 16 | Insulator
002400855 | INSULATOR,LINE POST | 66kV, 350kV BIL, Porcelain, Vertical Clamp Top, M24 Stud not supplied, ETS 10-01-01, Item 15 | Insulator
000553007 | INSULATOR,LINE POST | 66kV, 350kV BIL, Porcelain, Tie Top, M24 Stud not supplied, ETS 10-01-01, Item 14 | Insulator
000104200 | INSULATOR,LINE POST | 33kV (22kV Trident) 200kV BIL, Porcelain Vertical Tie Top, M20 Stud not supplied, ETS 10-01-01, Item 13 (scm) | Insulator
000104199 | INSULATOR,LINE POST | 33kV (22kV Trident) 200kV BIL, Porcelain Horizontal Clamp Top, M20 Stud not supplied, ETS 10-01-01, Item 12 (scm) | Insulator
002454775 | INSULATOR,LINE POST | 33kV, 200kV BIL, Porcelain, Top Plate 76mm PCD 4 x Holes, 12mm Threads c/w M20 x 195mm Stud (scm) | Insulator
002402978 | INSULATOR,LINE POST | 12kV, Polymer, Min Creepage 300mm, Cable End Stud M12 x 65mm c/w 2 Nuts & Washers Bracket End Stud M12 x 35mm c/w Nut & Washer (3 per Set) | Insulator
000104630 | INSULATOR,LINE POST | 66kV, 350kV BIL, Composite, Horizontal Clamp Top, ETS 10-02-02, Item 2 | Insulator
002400845 | INSULATOR,LINE POST | 33kV, 200kV BIL, Porcelain, Vertical Tie Top (AS Designation R12.5ET200N) Suitable for use, and c/w Galv M24 x 54mm Bolt | Insulator
000560290 | INSULATOR,LINE POST | 22kV, 150kV BIL, Porcelain, Aerodynamic Tie Top (AS Designation R11 ET150N) Suitable for use with Galv M24 Bolt Morlynn P/N H11173, CA Spec 1812/96/T | Insulator
000014757 | INSULATOR,LINE POST | 11kV Tie Top, Porcelain 286mm H, 18 kN Min. Cantilever, c/w M20 x 85mm Stud, Spring Washer & Nut (scm) | Insulator
000104196 | INSULATOR,LINE POST | 22kV (11kV Trident) 150kV BIL, Porcelain Horizontal Clamp Top c/w M20 Stud, ETS 10-01-01, Item 10 (scm) | Insulator
002410355 | INSULATOR,LINE POST | 22/33kV, 200BIL Porcelain Vertical Clamp to suit M20 Bolt, ETS 10-01-01 | Insulator
002424174 | INSULATOR,LINE POST | 132kV Sediver 34 Shed Composite Horizontal 2 Hole Dropped Tongue, 425kV LF Flashover, 835kV Critical Impulse Flashover, Ref NPSN30XH034S0R0 | Subtransmission
000553032 | INSULATOR,LINE POST | 66kV, 350kV BIL, Porcelain, Horizontal Tie Top, (AS Designation R12.5 ETG 350L) fitted with Gain Base | Insulator
000560320 | INSULATOR,LINE POST | 22kV, 150kV BIL, Porcelain, Vertical Clamp Top (AS Designation R11EC150N) Suitable for use with Galv M24 Bolt Morlynn P/N H11522, CA Spec 1812/96/T | Insulator
002406300 | INSULATOR,LINE POST | 66kV, 350kV BIL, Porcelain, Horizontal Clamp Top, Gain Base ETS 10-01-01 | Insulator
002402988 | INSULATOR,LINE POST | 11kV, 95kV BIL, Polymer, Horizontal Clamp Top, 250mm L, 12kN Suitable for use with Galv M20 Bolt Morlynn P/N LPC15 (scm) | Insulator
002451854 | INSULATOR,LINE POST | 115kV, 610kV BIL, Porcelain, Horizontal Clamp Top, Intergated Gainbase | Insulator
000104217 | INSULATOR,PIN | Bridging, 33kV, 170kV BIL, Polyethylene, Vertical Vice Top, Pattern 'C' Thread, Dwg 891659-1 | Insulator
000560526 | INSULATOR,PIN | Bridging, 11/22kV, 5kN, 150kV BIL, Porcelain, Pattern 'C' Thread, ETS 10-01-01, Item 6, Dwg 10-01-02 (scm) | Insulator
000560003 | INSULATOR,PIN | 7kN, LV, Type LP.LV, Pattern 'B' Thread, ETS 10-01-01, Item 1 (scm) | Insulator
000560461 | INSULATOR,PIN | 11kV, 7kN, Aerodynamic Type ALP/11/275 Pattern 'C' Thread, ETS 10-01-01, Item 4 | Insulator
000560445 | INSULATOR,PIN | 33kV, 11kN, Type SLP/33/534, Pattern 'C' Thread, ETS 10-01-01, Item 11 Dwg 10-01-04 (scm) | Insulator
000560275 | INSULATOR,PIN | 22kV, 11kN, Type SLP/22/420, Pattern 'C' Thread, ETS 10-01-01 Item 7, Dwg 10-01-03 (scm) | Insulator
000560119 | INSULATOR,PIN | 11kV, 7kN, Type SLP/11/180, Pattern 'A' Thread, ETS 10-01-01, Item 3 (scm) | Insulator
002429116 | INSULATOR,ROPE | Rope Inline Insulator, 12 x 380mm (1/2" x 15") | Hardware & Tools
000018969 | INSULATOR,SPREADER | Long Rod, Synthetic Composite, to 33kV Nom V, 1000mm Lg Nom Coupling, 1600mm Min Creepage, Bi-Metallic End Fittings, suit 9-21mm OD Conductor Range | Insulator
002405137 | INSULATOR,STANDOFF | LV, 75mm H x 58mm D, M10 Tapped Hole Each End | Insulator
002480929 | INSULATOR,STANDOFF | Neutral Bus, Ertalon, 120mm Dia, M12 Bolt Hole, for Bundle Constructions | Insulator
000150008 | INSULATOR,STANDOFF | Busbar Standoff Indoor, 660V, M10 Thread Both Ends (scm) | Insulator
000018119 | INSULATOR,STANDOFF | Line Post, Synthetic Composite, 132kV Nom, 1550mm Nom Lg, Horizontal c/w Bendable Gain Base Mtg, 356mm Pole Mtg Centres, 2 Hole Drop Tongue End | Insulator
000010013 | INSULATOR,STANDOFF | Porcelain, 80mm Dia, 80mm H, M16 Mounting Bolts Termination & Bracket, suit 66kV Porcelain Cable Terminations Set of 4 (scm) | Insulator
000018683 | INSULATOR,STANDOFF | Line Post, Synthetic Composite, 132kV Nom, 1550mm Nom Lg, Horizontal c/w Bendable Gain Base & Assy Bolts, 305mm Pole Mtg Centres, Fitted to | Insulator
000004554 | INSULATOR,STANDOFF | Pedestal Post, Porcelain, Pin, 11kV Nom, Vertical 280mm H, Flange Mtg, Cap Top, 8.8kN Cantilever, w/Cap & Pin, AS1137 Part 3, Dwg 32080-A3-1, Pack of 2 | Insulator
002437986 | INSULATOR,STANDOFF | Indoor Post, M12 Thread, Dwg # EESS-10031-04 | Insulator
002427391 | INSULATOR,STATION POST | 145kV, Light Grey Ceramic Level IV, Very Heavy Pollution rated, AS 4398.1-1996 Table IV C6-650 Creepage distance greater than or equal to 4495mm H = | Insulator
000104601 | INSULATOR,STATION POST | 33kV, 200kV BIL, Porcelain, 475mm H, 950mm Creepage, Lvl 3 Pollution, Type C8-200, JBP 10365 | Insulator
002459766 | INSULATOR,STATION POST | 220kV, 1050kV BIL, Porcelain, 2300mm H, 6300mm Creepage, Lvl 3 Pollution, Type C8-1050, JBP 10365 | Insulator
002406301 | INSULATOR,STATION POST | 132kV BIL, Porcelain, 1437mm H & 127mm PCD c/w 16mm Threads | Insulator
000554046 | INSULATOR,STATION POST | 22kV, 160kV BIL, Porcelain, 381mm H & 76mm PCD c/w 12mm Threads | Insulator
000554097 | INSULATOR,STATION POST | 66kV, 350kV BIL, Porcelain, 770mm H, 1812mm Creepage, Lvl 3 Pollution, Type C8-350, JBP 10365 | Insulator
000104603 | INSULATOR,STATION POST | 132kV, 650kV BIL, Porcelain, 1500mm H, 3650mm Creepage, Lvl 3 Pollution, Type C6-650, JBP 10365 | Insulator
000104600 | INSULATOR,STATION POST | 22kV, 150kV BIL, Porcelain, 355mm H, 660mm Creepage, Lvl 3 Pollution, Type C10-150, JBP 10365 | Insulator
002405368 | INSULATOR,STATION POST | 33kV, 160kV BIL, Porcelain, 381mm H & 76mm PCD c/w 12mm Threads | Insulator
002405343 | INSULATOR,STATION POST | 33kV, 250kV BIL, Porcelain, 508mm H & 76mm PCD c/w 12mm Threads | Insulator
002406299 | INSULATOR,STATION POST | 66kV, 350kV BIL, Porcelain, 762mm H & 127mm PCD c/w 16mm Threads | Insulator
000561018 | INSULATOR,STRAIN | 66kV Polymer 70kN Tongue & Clevis C/W 16mm Hexagonal Pin QESI TS 10-02-01 | Insulator
002405346 | INSULATOR,STRAIN | 66kV, Polymer, 70kN, Tongue & Clevis, c/w 16mm Round Pin, QESI TS 10-02-01 | Insulator
000104639 | INSULATOR,STRAIN | 66kV, 350kV BIL, Polymer, 70kN, Ball & Socket, ETS 10-02-01, Item 8 | Insulator
002400844 | INSULATOR,STRAIN | 66kV, Polymer, 70kN, 250kV BIL, "Y" Shaped Clevis Top & Tongue or Eye Bottom | Insulator
000004552 | INSULATOR,STRAIN | Long Rod, 132kV Nom V, 120kN Sml, Twin, Synthetic Composite, 1550mm Nom Lg Coupling, 3650mm Min Creepage, D24 Eye Ends, Pack of 12, AS4435.2 | Insulator
002400853 | INSULATOR,STRAIN | Shackle Type SH.11, 11kV, 22kN, ETS/Dwg 10-01-01, Item 5 | Insulator
002406296 | INSULATOR,STRAIN | Stay, 66kV, EE Dwg 891658-1 | Insulator
000560992 | INSULATOR,STRAIN | 22kV, 150kV BIL, Polymer, 70kN, Tongue & Clevis, c/w 16mm Round Pin, ETS 10-02-01 Item 3 (scm) | Insulator
002402985 | INSULATOR,STRAIN | 33kV, 200kV BIL, Polymer, 70kN, Tongue & Clevis c/w 16mm Round Pin, ETS 10-02-01, Item 5 (P12) (scm) | Insulator
000560984 | INSULATOR,STRAIN | 11kV, 95kV BIL, Polymer, 70kN, Tongue & Clevis, c/w 16mm Round Pin, ETS 10-02-01, Item 1 (scm) | Insulator
000555034 | INSULATOR,STRAIN | Shackle Type SH.LV.2, LV, 20kN, ETS 10-01-01, Item 2 (scm) | Insulator
000552027 | INSULATOR,STRAIN | Stay Type GY2, 71kN, ETS 10-01-01, Item 21 (scm) | Insulator
000552043 | INSULATOR,STRAIN | Stay Type GY4, 222kN, ETS 10-01-01, Item 23 (scm) | Insulator
000552035 | INSULATOR,STRAIN | Stay Type GY3, 222kN, ETS 10-01-01, Item 22 (scm) | Insulator
002470011 | INSULATOR,STRAIN | 33kV, 200kV BIL, Polymer, 70kN, S/Steel Ball & Socket Fittings, 440mm Nom Lg Coupling c/w W-Clip, ETS 10-02-01 | Insulator
002429082 | INSULATOR,TEST | Digital Insulator Tester, 0 - 40kV c/w 2 x Probes & Hard Case | Live Line Equipment
002463040 | INTERFACE | Load Share Interface Unit, Hino JO8 Electrical Parts | Remote Generation
002442960 | INTERFACE UNIT,COMMS | SEL2505, 48/125V PS, 110V I/O Singlemode Mirrored Bits, Remote I/O Module, Panel Mount | Communications
002442903 | INTERFACE UNIT,COMMS | SEL2814, 14.8dB, 5km, Up to 115.2kbps, Male DB-9, EIA-232 Multimode Fibre Optic Transceiver, ST Connector, Incl RTS/CTS | Communications
002442911 | INTERFACE UNIT,COMMS | SEL2829, Fibre Optic Transceiver, ST SM Fibre | Communications
002443158 | INTERFACE UNIT,COMMS | SEL2894, 4.5-5.5V DC, 300 to 19,000bps, Elec Connector Male DB-9, EIA-232 Std Interface to Optical Connector 2 ST, IEEE C37.94 Std Interface | Communications
002442895 | INTERFACE UNIT,COMMS | SEL2800, Fibre Optic Transceiver, V-Pin Plastic Fibre | Communications
000003755 | INTERFACE UNIT,COMMS | MUIB3, 125/110V DC Interface Board, suit RTP 125V or 110V Battery Chargers, Tech Spec EESS-10735-01-0B | Substation Batteries
002442929 | INTERFACE UNIT,COMMS | SEL3094, Converter, 19", Rack Mount, Single Unit | Communications
002442937 | INTERFACE UNIT,COMMS | SEL3094, Converter, Stand Alone | Communications
002442820 | INTERFACE UNIT,COMMS | DM750, 50V PSU, Multimode Fibre Optic Interface, G703 Digital | Communications
002442853 | INTERFACE UNIT,COMMS | DM750, 50V PSU, Module | Communications
002442978 | INTERFACE UNIT,COMMS | SEL2505, 48/125V PS, 48V I/O Singlemode Mirrored Bits, Remote I/O Module, Panel Mount | Communications
002491876 | INTERFACE UNIT,COMMS | SEL8051, Nx64F Submodule, C37.94 Multimode, ST Connector, Conformal Coat, for SEL ICON | Communications
002442887 | INTERFACE UNIT,COMMS | DM750, Singlemode Fibre Optic Interface Module | Communications
002442812 | INTERFACE UNIT,COMMS | DM750, 50V PSU, Singlemode Fibre Optic Interface, G703 Digital | Communications
002475168 | INTERFACE UNIT,COMMS | Omron CS1 Series, PLC, CPU, 10k Step, Data Memory Capacity up to 64K Words, CPU42H | Remote Generation
002454064 | INTERFACE UNIT,COMMS | X10DR 2/3-Way Interface Box, requires 2 or 3 XIB-CK cables | Communications
002476331 | INTERFACE UNIT,COMMS | Omron CS1 Series, PLC, CPU, 20k Step, Data Memory Capacity up to 64K Words, CPU43H | Remote Generation
000003754 | INTERFACE UNIT,COMMS | MUIB3, 32/48V DC Interface Board, suit RTP 32V or 48V Battery Chargers, Tech Spec EESS-10735-01-0B | Substation Batteries
002456101 | INTERFACE UNIT,COMMS | SEL2814, 14.8dB, 5km, Up to 115.2kbps, Female DB9, EIA-232 Multimode Fibre Optic Transceiver, ST Connector, Incl RTS/CTS | Communications
002494599 | INTERFACE UNIT,COMPUTER | USB Audio Adapter, Input USB2.0, Output 3.5mm Stereo Jack Headset & Mic, 42 x 28 x 10mm, for HMI Client PC Alarm Annunciation, NOT FOR OFFICE USE | Communications
000003756 | INTERFACE UNIT,DATA TRANSFER | Interface Board, TCP/IP with SNMP, suit RTP all Battery Charger Voltages, Tech Spec EESS-10735-01-0B | Substation Batteries
002405659 | INTERRUPTER | Load Break Interrupter, suit Mounting to ABB Unitised Air Break Switches | Protection
000003709 | INVERTER,POWER,STATIC | Sinewave IRM Series c/w C/O, 120V DC, 110V DC, 240V AC, 2500W, 19" Rackmount 3U x 350mm D, E-N Link Pre-changeover via External Junction Box | Substation
000003880 | INVERTER,POWER,STATIC | 110V DC/240V AC, 1000VA, IRM1296 Inverter, Fan Coolled, in 19" Subrack, ETS EESS-10735-01-0B, 00000015 Item 42 | Substation Batteries
002498707 | INVERTER,POWER,STATIC | PixiiBox, Bi-direction AC/DC Converter, 3.3kW, 230VAC Nom, 48VDC Nom, for Ground & Pole Mount LV BESS Cabinets | Substation Batteries
000000179 | INVERTER,POWER,STATIC | Module, FQD 4.4, AFLC, Siemens | Network Spares
000000182 | INVERTER,POWER,STATIC | Module, FQD 7.4, AFLC, Siemens | Network Spares
000000181 | INVERTER,POWER,STATIC | Module, FQD 6.4, AFLC, Siemens | Network Spares
000000180 | INVERTER,POWER,STATIC | Module, FQD 5.4, AFLC, Siemens | Network Spares
002496529 | INVERTER,POWER,STATIC | 900W, Ultra Slim Inverter, Power Bright, MCE Media Coverter, Cape River East StatCom | Substation Accessories
000019562 | INVERTER,POWER,STATIC | ProSine Wave 1800i W, 12V DC/240V AC, HD Marine Rating, 7.8A Continuous AC Output Current, 20A Peak AC Output Current, 2900W Max Surge Rating | Electrical Test & Accsry Equip
000019563 | INVERTER,POWER,STATIC | ProSine Wave 1800i W, 24V DC/240V AC, HD Marine Rating, 7.8A Continuous AC Output Current, 20A Peak AC Output Current, 2900W Max Surge Rating | Electrical Test & Accsry Equip
000004164 | INVERTER,POWER,STATIC | Assy, Dual IGBT, Power Pole 3X, Cape River East StatCom | Substation Accessories
000003882 | INVERTER,POWER,STATIC | 32V DC/240V AC, 1000VA, IRM1232 Inverter, Fan Coolled, in 19" Subrack, ETS EESS-10735-01-0B, 00000015 Item 44 | Substation Batteries
000003881 | INVERTER,POWER,STATIC | 48V DC/240V AC, 1000VA, IRM1248 Inverter, Fan Coolled, in 19" Subrack, ETS EESS-10735-01-0B, 00000015 Item 43 | Substation Batteries
000003879 | INVERTER,POWER,STATIC | 125V DC/240V AC, 1000VA, IRM12120 Inverter, Fan Coolled, in 19" Subrack, ETS EESS-10735-01-0B, 00000015 Item 41 | Substation Batteries
002443299 | ISOLATOR | High Speed Opto-Isolator, 2 x 5.3 x 9.7cm, Connectors DB25F/DB25M, Interface RS-232, up to 115.2kbps | Communications
002486033 | ISOLATOR | 12kV, 630A HSB Switch c/w Load Break Devices & Pole Top Mtg Bracket | Switchgear Substation
002496859 | ISOLATOR | Switch Disconnector Acti9, iSW, 1P, 63A, 240V | Substation Accessories
002496396 | ISOLATOR | Optical, RS-485, DIN Rail Mount for PME, Cape River East StatCom | Substation Accessories
002486041 | ISOLATOR | 36kV, 800A HSB Switch c/w Load Break Devices | Switchgear Substation
000003369 | ISOLATOR | Signal Isolator SPL0837, Input Signal Range 20-140VDC, 3 Terminals 70-140VDC, 30-60VDC (48DC) & 20-40VDC (32DC), Output Link 4-20mA | Substation Batteries
002486413 | ISOPROPYL ALCOHOL | 100%, 5Ltr Bottle, Colourless Liquid, Industrial Solvent for Cleaning & Degreasing | Dangerous Goods
002483865 | JOINER | Versadeck, for Linking Ground Protection Mats Together | Tools & Equipment
000019689 | JOINT BOX,ELECTRIC CABLE | Earth Link Box, 110kV Cable System, Sheath Earth Cross Bonding c/w 240mm2 Cu XLPE Insulated Concentric Bonding Lead Connections c/w 3 x 4.5kV SVL's, 316 S/S | U/G Cables & Accsry Equip
000024071 | JOINT BOX,ELECTRIC CABLE | Earth Link Box, 110kV Cable System, Sheath Earth Break c/w 240mm2 Cu XLPE Insulated Concentric Bonding Lead Connections c/w 6 x 4.5kV SVL's, 316 S/S | U/G Cables & Accsry Equip
000019690 | JOINT BOX,ELECTRIC CABLE | Earth Link Box, 110kV Cable System, Sheath Earth Direct Bonding c/w 240mm2 CU XLPE Insulated Concentric Bonding Lead Connections, No SVLs, 316 S/S Tank | U/G Cables & Accsry Equip
002400938 | JOINT,ELECTRICAL CABLE,UNDERGROUND | 11kV, 185 to 300mm 3 Core Ply c/w Solvent Wipes | U/G Equipment
002400940 | JOINT,ELECTRICAL CABLE,UNDERGROUND | Transition, 11kV, 95 to 185mm 3 Core PLY 3 Core XLPE c/w Solvent Wipes | U/G Equipment
002406081 | JOINT,ELECTRICAL CABLE,UNDERGROUND | 11kV, Suit Cable 3 Core 95/185mm2 Cu PLYSWS, Inline Heathshrink c/w 2x Mechanical Earth Kit | U/G Equipment
002400942 | JOINT,ELECTRICAL CABLE,UNDERGROUND | Transition, 11kV, 185 to 300mm 3 Core PLY, 3 Core XLPE c/w Solvent Wipes | U/G Equipment
002400934 | JOINT,ELECTRICAL CABLE,UNDERGROUND | 11kV, 95 to 185mm 3 Core XLPE c/w Solvent Wipes | U/G Equipment
000104615 | JOINT,ELECTRICAL CABLE,UNDERGROUND | 66kV, 300mm2 Cu 1C, XLPE 38/66kV Cable, c/w Conductor and Screen Connectors for Max System of 72.5kV with BIL of 350kV | U/G Equipment
000156673 | JOINT,ELECTRICAL CABLE,UNDERGROUND | Heatshrink For Inline Joint 35mm2 3Core XLPE Cable Inline Joint for IIN 1636259 | U/G Equipment
002400937 | JOINT,ELECTRICAL CABLE,UNDERGROUND | 11kV, 95 to185mm 3 Core Ply c/w Solvent Wipes | U/G Equipment
000154658 | JOINT,ELECTRICAL CABLE,UNDERGROUND | Jointing 185mm2 Consac Raychem EPKJ-0549 | U/G Equipment
002489136 | JOINT,ELECTRICAL CABLE,UNDERGROUND | 22kV, 630mm2 Al, 1C TRXLPE/WBT/CWS/WBT/ LAT/MDPE Cable c/w Cold Shrink Joint with Resin filled coffin Outer, Mechanical Cable Connectors, Cable | U/G Equipment
002405034 | JOINT,ELECTRICAL CABLE,UNDERGROUND | URD Service Kits | U/G Equipment
000177682 | JOINT,ELECTRICAL CABLE,UNDERGROUND | Shrink Inline Bushing Sleeve 120-300mm2 Cable | U/G Equipment
000156590 | JOINT,ELECTRICAL CABLE,UNDERGROUND | 16mm2 N/S Cable Service Joint As Per Drawing | U/G Equipment
002400952 | JOINT,ELECTRICAL CABLE,UNDERGROUND | Submarine 22kV, Full Tension, 150mm2 Cu 3 Core PLYDBTSWS Cable c/w Compression Ferrules Lead Sleeve, Jointing Materials R4M Compound & Jointing Instructions | U/G Equipment
002478642 | JOINT,ELECTRICAL CABLE,UNDERGROUND | Screw Type Straight Connector, 66kV, 120-300mm2 | U/G Equipment
002400960 | JOINT,ELECTRICAL CABLE,UNDERGROUND | LV, Chamber Cable Terminal Joint Through Epoxy Filled 2 Conductor 4mm2 N.S | U/G Equipment
002405178 | JOINT,ELECTRICAL CABLE,UNDERGROUND | Transition, Module 95 to 185mm 3 Core Paper Lead Cable to 3 Core XLPE | U/G Equipment
002478659 | JOINT,ELECTRICAL CABLE,UNDERGROUND | Fibre Optic Splice Kit suits SME 72-S Straight Joints | U/G Equipment
002478634 | JOINT,ELECTRICAL CABLE,UNDERGROUND | Straight Joint Slip-on Type, 66kV,400- 630mm2, c/w Screen Separation SME 72-S, Size 36 with Inner Metallic Housing and Outer GRP Housing (Resin Filled), | U/G Equipment
002405109 | JOINT,ELECTRICAL CABLE,UNDERGROUND | Transition, Module for 95mm 3 Core PLYSW PVC to 70mm 3 Core XLPE Screened | U/G Equipment
000156613 | JOINT,ELECTRICAL CABLE,UNDERGROUND | Jointing 16/10mm2 16/25mm2, Dwg # V4-S1-P5 | U/G Equipment
002433035 | JOINT,ELECTRICAL CABLE,UNDERGROUND | LV, 120mm2 Stranded, Al, 1 Core, XLPE, 35mm Reduced Cu Neutral Screen, PVC Sheath, Nylon Jacket, c/w Compression Sleeves (Cu-Al) (scm) | U/G Equipment
002406082 | JOINT,ELECTRICAL CABLE,UNDERGROUND | 11kV, 3 Core, 240/300mm2 Cu PLYSWS, Inline Heatshrink c/w 2 x Mechanical Earth Kit | U/G Equipment
002406080 | JOINT,ELECTRICAL CABLE,UNDERGROUND | 11kV, Suit Cable 3 Core, 50/70mm2 PLYSWS Inline Heatshrink c/w 2 x Mechanical Earth | U/G Equipment
002405139 | JOINT,ELECTRICAL CABLE,UNDERGROUND | 11kV, Transition Module for 240mm 3 Core PLYSW 185mm 3 Core 11kV XLPE Screened Cable | U/G Equipment
000177658 | JOINT,ELECTRICAL CABLE,UNDERGROUND | Shrink Inline Bushing Sleeve 50-95mm2 Cable | U/G Equipment
000154670 | JOINT,ELECTRICAL CABLE,UNDERGROUND | Al XLPE Screened Cable c/w Solvent Wipes, 6.35/11kV 35 / | U/G Equipment
002405141 | JOINT,ELECTRICAL CABLE,UNDERGROUND | LV, 120mm2, 4 Core, Sectored Stranded Mains Cable | U/G Equipment
002400939 | JOINT,ELECTRICAL CABLE,UNDERGROUND | Transition, 11kV, 16 to 50mm, 3 Core Ply 3 Core XLPE c/w Solvent Wipes | U/G Equipment
002400935 | JOINT,ELECTRICAL CABLE,UNDERGROUND | Inline, 11kV, 185 to 300mm 3 Core XLPE c/w Solvent Wipes | U/G Equipment
000156653 | JOINT,ELECTRICAL CABLE,UNDERGROUND | 11kV, 240mm2, 3 Core XLPE Cable Inline Joint For IIN1636253, c/w Solvent Wipes, Kit Heatshrink For Inline Joint | U/G Equipment
000154534 | JOINT,ELECTRICAL CABLE,UNDERGROUND | X 240mm Straight Through Al XLPE Cable Cat # M6 | U/G Equipment
000156645 | JOINT,ELECTRICAL CABLE,UNDERGROUND | 3 Core XLPE Cable c/w Solvent Wipes, Kit Heatshrink Inline Joint Suit | U/G Equipment
002400964 | JOINT,ELECTRICAL CABLE,UNDERGROUND | LV, 120mm2 RNS Cable, Straight Through Joint Epoxy Filled | U/G Equipment
002405030 | JOINT,ELECTRICAL CABLE,UNDERGROUND | 11kV, Inline Heatshrink 120 to 185mm2 3 Core Al OR Cu | U/G Equipment
000154671 | JOINT,ELECTRICAL CABLE,UNDERGROUND | 1 Core Al XLPE Screened Cable | U/G Equipment
002400961 | JOINT,ELECTRICAL POWER CABLE | U/Ground, LV, Chamber Cable Terminal Joint Straight Through Epoxy Filled, Cables up to 5 Conductor 16mm2 | U/G Equipment
000104266 | JOINT,ELECTRICAL POWER CABLE | LV, 240mm2 Al, 4 Core Sector XLPE Cable, Insect Protected c/w Heat Shrink Cable Joint Kit, Cable Links, ETS14-02-01 (scm) | U/G Equipment
000104307 | JOINT,ELECTRICAL POWER CABLE | LV, 16mm2 Cu, 4 Core Sector XLPE Cable, Insect Protected c/w Heat Shrink Cable Joint Kit, Cable Links, Solvent Wipes, ETS14-02-01 (scm) | U/G Equipment
002404219 | JOINT,ELECTRICAL POWER CABLE | 22kV, 35mm2 Al, Triplex XLPE Cable, Insect Protected c/w Cold Shrink Cable Joint Kit, Solvent Wipes, 25-95mm Mechanical Cable Connectors, | U/G Equipment
002497568 | JOINT,ELECTRICAL POWER CABLE | 33kV, 3Ph, Heatshrink Screen Break Joint suit 1000mm2 Al to 800mm2 Cu, 1C, XLPE/ CWS/LAT/LLDPE/MDPE (Polylam), c/w Shear Bolt Connectors & Screen Break Module | U/G Equipment
000022133 | JOINT,ELECTRICAL POWER CABLE | Screen Break, 76/132kV, 800mm2, 1C Milliken Stranding, WB Cu/XLPE/WBT/ CorrCu Sheath/MDPE c/w Graphite Coating | U/G Equipment
000022132 | JOINT,ELECTRICAL POWER CABLE | Screen Break, 76/132kV, 400mm2, 1C Milliken Stranding, WB Cu/XLPE/WBT/CWS/ WBT/CorrCu Sheath/MDPE c/w Graphite Coating | U/G Equipment
002497303 | JOINT,ELECTRICAL POWER CABLE | Straight Through, 76/132kV, 1C, 1200mm2, Stranded Segmental Milliken WB Cu, XLPE/ OF/WBT/CorrCu Sheath (40kA/0.5Sec)/MDPE, Graphite Coating | U/G Cables & Accsry Equip
000022135 | JOINT,ELECTRICAL POWER CABLE | Screen Break, 76/132kV, 1600mm2, 1C Milliken Stranding, WB Cu/XLPE/WBT/ CorrCu Sheath/MDPE c/w Graphite Coating | U/G Equipment
000022134 | JOINT,ELECTRICAL POWER CABLE | Screen Break, 76/132kV, 1200mm2, 1C Milliken Stranding, WB Cu/XLPE/WBT/ CorrCu Sheath/MDPE c/w Graphite Coating | U/G Equipment
000020387 | JOINT,ELECTRICAL POWER CABLE | 11kV, 3Ph, for 185-400mm2 Triplex to 3 Core 300mm2 Cu/Al 11kV PLYHDPE, Heatshrink Joint | U/G Equipment
000105044 | JOINT,ELECTRICAL POWER CABLE | 11kV, 1C 400mm2 Cu, XLPE, Insect Protected (Set of 3), Cable Joint Kit 400mm2 Cu, Comp Link to suit Dia A/F 28.1.0mm (Utilux 40T Tool) Cu Crimp Link | U/G Equipment
002481422 | JOINT,ELECTRICAL POWER CABLE | Screen Break, 76/132kV, 1C, 1200mm2 Stranded Segmental Milliken WB Cu, XLPE/ OF/WBT/CorrCu Sheath(40kA/0.5Sec)/MDPE, Graphite Coating | U/G Cables & Accsry Equip
000020368 | JOINT,ELECTRICAL POWER CABLE | 11kV, 3Ph, for 95-240mm2 Al/Cu Triplex to 95-240mm2 Al/Cu PLY, Heatshrink Joint c/w 3 Range Taking Shear Bolt Connectors | U/G Equipment
002484525 | JOINT,ELECTRICAL POWER CABLE | Screen Break, 76/132kV, 1C, 800mm2 Stranded Segmental Milliken WB Cu, XLPE/ WBT/CorrCu Sheath(40kA/0.5Sec)/MDPE, Graphite Coating | U/G Cables & Accsry Equip
002481414 | JOINT,ELECTRICAL POWER CABLE | Screen Break, 76/132kV, 1C, 1200mm2 Stranded Segmental Milliken WB Al, XLPE/ OF/WBT/CAS(25kA/1Sec)/LLDPE/Nyl/MDPE, Graphite Coating | U/G Cables & Accsry Equip
000104764 | JOINT,ELECTRICAL POWER CABLE | Cable Connection Insulating Kit, suit Blanking Off Magnefix MD4 Terminals | U/G Equipment
002494169 | JOINT,ELECTRICAL POWER CABLE | 22kV, 400mm2 Al, 1C XLPE Cable, Insect Protected c/w Heat Shrink Cable Joint Kit, Solvent Wipes, Mechanical Cable Connectors, Cable Screen Links, 1Ph Only | U/G Equipment
002400962 | JOINT,ELECTRICAL POWER CABLE | U/Ground, LV, Splice Kit, Cable Terminal Joint, WYE Epoxy Filled Cables | U/G Equipment
002461671 | JOINT,ELECTRICAL POWER CABLE | 11kV, 185mm2 Al & 240mm2 Cu, Triplex XLPE Cable, Insect Protected c/w Heat Shrink Cable Joint Kit, Solvent Wipes, Connectors, Cable Screen Links, | U/G Equipment
002451078 | JOINT,ELECTRICAL POWER CABLE | 11kV, 35mm2 Al, Triplex XLPE Cable, Insect Protected c/w Heat Shrink Cable Joint Kit, Solvent Wipes, Mechanical Cable Connectors, Cable Screen Links, | U/G Equipment
002481406 | JOINT,ELECTRICAL POWER CABLE | Screen Break, 76/132kV, 1C, 630mm2 Stranded Compacted Circ WB Al, XLPE/OF/ WBT/CAS(25kA/1Sec)/LLDPE/Nyl/MDPE, Graphite Coating | U/G Cables & Accsry Equip
002493526 | JOINT,ELECTRICAL POWER CABLE | 22kV, Transition Joint, Heat Shrink, 1 Phase, 185mm2 Al 1 Core PLY to 185mm2 Al Triplex XLPE c/w Blocked Connector | U/G Equipment
002461689 | JOINT,ELECTRICAL POWER CABLE | 11kV, 400mm2 Al Triplex or 400mm2 Cu (3x1C) TR-XLPE Cable, Insect Protected (3 per set) c/w Heat Shrink Cable Joint Kit, Solvent Wipes, Cable Links, Cable | U/G Equipment
002481273 | JOINT,ELECTRICAL POWER CABLE | Screen Break, 38/66kV, 1000mm Stranded Segmental Milliken WB Al, XLPE/OFC/WBT/ CAS(25kA/1Sec)/LLDPE/Nyl/MDPE, Graphite Coating | U/G Cables & Accsry Equip
002481224 | JOINT,ELECTRICAL POWER CABLE | Straight Through, 38/66kV, 1000mm2 Stranded Segmental Milliken WB Al, XLPE/ OFC/WBT/CAS(25kA/1Sec)/LLDPE/Nyl/MDPE, Graphite Coating | U/G Cables & Accsry Equip
002481265 | JOINT,ELECTRICAL POWER CABLE | Screen Break, 38/66kV, 1C, 1000mm2 Stranded Segmental Milliken WB Al, XLPE/ WBT/CAS(25kA/1Sec)/LLDPE/Nyl/MDPE, Graphite Coating | U/G Cables & Accsry Equip
002481216 | JOINT,ELECTRICAL POWER CABLE | Straight Through, 38/66kV, 1C, 1000mm2 Stranded Segmental Milliken WB Al, XLPE/ WBT/CAS(25kA/1Sec)/LLDPE/Nyl/MDPE, Graphite Coating | U/G Cables & Accsry Equip
002481257 | JOINT,ELECTRICAL POWER CABLE | Screen Break, 38/66kV, 630mm Stranded Compacted Circ WB Cu, XLPE/OFC/WBT/CAS (25kA/1Sec)/LLDPE/Nyl/MDPE, Graphite Coating | U/G Cables & Accsry Equip
002481208 | JOINT,ELECTRICAL POWER CABLE | Straight Through, 38/66kV, 630mm2 Stranded Compacted Circ WB Cu, XLPE/OFC/ WBT/CAS(25kA/1Sec)/LLDPE/Nyl/MDPE, Graphite Coating | U/G Cables & Accsry Equip
002481240 | JOINT,ELECTRICAL POWER CABLE | Screen Break, 38/66kV, 1C, 630mm2 Stranded Compacted Circ WB Cu, XLPE/WBT CAS(25kA/1Sec)/LLDPE/Nyl/MDPE, Graphite Coating | U/G Cables & Accsry Equip
002481190 | JOINT,ELECTRICAL POWER CABLE | Straight Through, 38/66kV, 1C, 630mm2 Stranded Compacted Circ WB Cu, XLPE/WBT/ CAS(25kA/1Sec)/LLDPE/Nyl/MDPE, Graphite Coating | U/G Cables & Accsry Equip
002481232 | JOINT,ELECTRICAL POWER CABLE | Screen Break, 38/66kV, 1C, 300mm2 Stranded Compacted Circ WB Cu, XLPE/WBT CAS/LLDPE/Nyl/MDPE, Graphite Coating | U/G Cables & Accsry Equip
002481182 | JOINT,ELECTRICAL POWER CABLE | Straight Through, 38/66kV, 1C, 300mm2 Stranded Compacted Circ WB Cu, XLPE/WBT/ CAS/LLDPE/Nyl/MDPE, Graphite Coating | U/G Cables & Accsry Equip
002434082 | JOINT,ELECTRICAL POWER CABLE | 19.1/33kV, 300mm2 Al, 1 Core TR-XLPE Cable, Insect Protected (3 per set) c/w Heat Shrink Cable Joint Kit, Solvent Wipes, 185-400mm Cable Links, Cable | U/G Equipment
002434074 | JOINT,ELECTRICAL POWER CABLE | 19.1/33kV, 50mm2 Al, 1 Core TR-XLPE Cable, Insect Protected (3 per set) c/w Heat Shrink Cable Joint Kit, Solvent Wipes, 25-95mm Cable Links, Cable Screen | U/G Equipment
002426120 | JOINT,ELECTRICAL POWER CABLE | 22kV, Transition Joint, 185mm2 Al 1 Core PLY to 185mm2 Al 1 Core Triplex, Insect Protected c/w Cold Shrink Cable Joint Kit, ETS14-02-01 (scm) | U/G Equipment
002404221 | JOINT,ELECTRICAL POWER CABLE | 22kV, 630mm2 Al, 1 Core XLPE Cable, Insect Protected c/w Cold Shrink Cable Joint Kit, Solvent Wipes, Mechanical Cable Connectors, Cable Screen Links, | U/G Equipment
002404220 | JOINT,ELECTRICAL POWER CABLE | 22kV, 185mm2 Al, Triplex XLPE Cable, Insect Protected c/w Cold Shrink Cable Joint Kit, Solvent Wipes, 95-240mm Mechanical Cable Connectors, | U/G Equipment
002484608 | JOINT,ELECTRICAL POWER CABLE | Screen Break, 76/132kV, 1C, 1600mm2 Stranded Segmental Milliken WB Cu, XLPE/ WBT/CorrCu Sheath(40kA/0.5Sec)/MDPE, Graphite Coating | U/G Cables & Accsry Equip
002481430 | JOINT,ELECTRICAL POWER CABLE | Screen Break, 76/132kV, 1C, 1600mm2 Stranded Segmental Milliken WB Cu, XLPE/ OF/WBT/CAS(40kA/0.5Sec)/MDPE, Graphite Coating | U/G Cables & Accsry Equip
002484566 | JOINT,ELECTRICAL POWER CABLE | Screen Break, 76/132kV, 1C, 1200mm2 Stranded Segmental Milliken WB Cu, XLPE/ WBT/CAS(40kA/0.5Sec)/MDPE, Graphite Coating | U/G Cables & Accsry Equip
002481398 | JOINT,ELECTRICAL POWER CABLE | Screen Break, 76/132kV, 1C, 630mm2 Stranded Compacted Circ WB Al, XLPE/ WBT/CAS(25kA/1Sec)/LLDPE/Nyl/MDPE, Graphite Coating | U/G Cables & Accsry Equip
002484483 | JOINT,ELECTRICAL POWER CABLE | Screen Break, 76/132kV, 1C, 400mm2 Stranded Compacted Circ WB Cu, XLPE/WBT/ CorrCu Sheath(40kA/0.5Sec)/MDPE, Graphite Coating | U/G Cables & Accsry Equip
002434066 | JOINT,ELECTRICAL POWER CABLE | LV, 50mm2 Cu, 4 Core XLPE Cable, Insect Protected c/w Heat Shrink Cable Joint Kit, Cable Links, Solvent Wipes, ETS14-02-01 (scm) | U/G Equipment
000154672 | JOINT,ELECTRICAL POWER CABLE | 22kV, 1C, 95 to 240mm2, Al or Cu XLPE Screen Cable, Heatshrink, w/out Links | U/G Equipment
000030409 | JUMPER BAR,TERMINAL BLOCK | Type JB8-2, 8mm Spacing, 2 Pole, Orange, Plug-in, Screwless Mounting, IP20, Terminal Block Accessory | Substation Accessories
000030394 | JUMPER BAR,TERMINAL BLOCK | Type JB6-4, 6mm Spacing, 4 Pole, Orange, Plug-in, Screwless Mounting, IP20, Terminal Block Accessory | Substation Accessories
002480879 | JUMPER BAR,TERMINAL BLOCK | 2-Way Bridge, Red, suit PT6-T Terminal Block | Substation Accessories
000030413 | JUMPER BAR,TERMINAL BLOCK | Type JB8-10, 8mm Spacing, 10 Pole, Orange, Plug-in, Screwless Mounting, IP20, Terminal Block Accessory | Substation Accessories
002468841 | JUMPER BAR,TERMINAL BLOCK | Type JB5-5, 5.2mm Spacing, 5 Pole Orange, Plug-in, Screwless Mounting, IP20, Terminal Block Accessory | Substation
000030410 | JUMPER BAR,TERMINAL BLOCK | Type JB8-3, 8mm Spacing, 3 Pole, Orange, Plug-in, Screwless Mounting, IP20, Terminal Block Accessory | Substation Accessories
000030315 | JUMPER BAR,TERMINAL BLOCK | Type JB5-10, 5.2mm Spacing, 10 Pole, Orange, Plug-in, Screwless Mounting, IP20, Terminal Block Accessory | Substation Accessories
000030312 | JUMPER BAR,TERMINAL BLOCK | Type JB5-2, 5.2mm Spacing, 2 Pole, Orange, Plug-in, Screwless Mounting, IP20, Terminal Block Accessory | Substation Accessories
000030412 | JUMPER BAR,TERMINAL BLOCK | Type JB8-5, 8mm Spacing, 5 Pole, Orange, Plug-in, Screwless Mounting, IP20, Terminal Block Accessory | Substation Accessories
000030392 | JUMPER BAR,TERMINAL BLOCK | Type JB6-2, 6mm Spacing, 2 Pole, Orange, Plug-in, Screwless Mounting, IP20, Terminal Block Accessory | Substation Accessories
000030411 | JUMPER BAR,TERMINAL BLOCK | Type JB8-4, 8mm Spacing, 4 Pole, Orange, Plug-in, Screwless Mounting, IP20, Terminal Block Accessory | Substation Accessories
000030313 | JUMPER BAR,TERMINAL BLOCK | Type JB5-3, 5.2mm Spacing, 3 Pole, Orange, Plug-in, Screwless Mounting, IP20, Terminal Block Accessory | Substation Accessories
000030393 | JUMPER BAR,TERMINAL BLOCK | Type JB6-3, 6mm Spacing, 3 Pole, Orange, Plug-in, Screwless Mounting, IP20, Terminal Block Accessory | Substation Accessories
002480887 | JUMPER BAR,TERMINAL BLOCK | 5-Way Bridge, Red, suit PT6-T Terminal Block | Substation Accessories
000030395 | JUMPER BAR,TERMINAL BLOCK | Type JB6-5, 6mm Spacing, 5 Pole, Orange, Plug-in, Screwless Mounting, IP20, Terminal Block Accessory | Substation Accessories
000030314 | JUMPER BAR,TERMINAL BLOCK | Type JB5-4, 5.2mm Spacing, 4 Pole, Orange, Plug-in, Screwless Mounting, IP20, Terminal Block Accessory | Substation Accessories
000030396 | JUMPER BAR,TERMINAL BLOCK | Type JB6-10, 6mm Spacing, 10 Pole, Orange, Plug-in, Screwless Mounting, IP20, Terminal Block Accessory | Substation Accessories
002481703 | JUNCTION BOX | Adaptable, 77 x 77 x 54mm, PVC, IP56 | General
002400802 | JUNCTION BOX | Pilot Cable 2 Way (Dwg 10/83A & B) | O/Head Line
002489433 | JUNCTION BOX | Adaptable, 300 x 200 x 152mm, Rigid PVC, Grey, Rect, Multi-Way, Surface Mtd, Screwed Lid c/w Sealing Gasket, Pack of 5 | Hardware & Tools
002400806 | JUNCTION BOX | Adaptable, 108 x 108 x 76mm, Rigid PVC c/w Sealing Gasket, IP56 | General
002470292 | JUNCTION BOX | FIBOX Enclosure, Al, 127 x 81 x 57mm | Remote Generation
002499044 | KARABINER | Triplock, Small, Steel, 50kN | PPE, Hardware & Tools
002488088 | KARABINER | Lifting & Rigging, Triple Lock Action, Large, 178 x 94mm, Gate Opening 44mm, WLL 800kg | Hardware & Tools
002470821 | KARABINER | Triple Action, Steel, 16kN Gate, ANSI Std | PPE, Hardware & Tools
002417467 | KARABINER | Alloy, 36kN, American Std ASTM F1956-99 (2005) | PPE, Hardware & Tools
001804018 | KARABINER | Triple Action, Alloy Al, Offset D, 16-18mm Gate, 15kN Rating, ETS RSE01 | PPE, Hardware & Tools
002471589 | KEEPER | Draw Latch Keeper, Black, Plastic, for Hino Canopy Door | Remote Generation
000023411 | KEY | AN389900010, Powerlock Release Key, Black, for Uncoupling Powerlock Connectors | Mobile Generation
002486520 | KEY | Anti Access Lock Key, for EJCo Explosion Mitigation Lids | U/G Pits & Pillars
002486652 | KEY | Anti Access Lock Key, for Johnson Screens Explosion Mitigation Lids | U/G Pits & Pillars
002406879 | KEY,SOCKET HEAD SCREW | Tamper Proof 4mm, A/F 2.5mm, to suit Inspection Screws on Street Light Standard (Allen Key) | Tools & Equipment
000002504 | KEY,SOCKET HEAD SCREW | T Shape, Hex Drive, 3mm, Insulated 1000V Rated, for use with Henley Fuses, (P1) | Tools & Equipment
002479707 | KEY,SOCKET HEAD SCREW | Male, 6mm, 90 Degree, 1000V Insulated | Tools & Equipment
002479699 | KEY,SOCKET HEAD SCREW | Male, 5mm, 90 Degree, 1000V Insulated | Tools & Equipment
002416964 | KEY,SOCKET HEAD SCREW | Curve 3mm for use in Insulated Tool Kit (Allen Key) | Hardware & Tools
002496701 | KIT | Versaflo BT-953, Cleaning & Storage Kit suit BT-63/64 Breathing Tubes, for Versaflo TR-300 Series PAPR | HS & PPE
002496719 | KIT | Versaflo TR-653, Cleaning & Storage Kit suit TR-600 Series Powered Air Turbo, for Versaflo TR-300 Series PAPR | HS & PPE
002486496 | KNIFE,CRAFTSMAN'S | 1000V Insulated Curved S/Steel knife, Back of Blade Covered, c/w Soft Case | Tools & Equipment
002427128 | KNIFE,LINEMANS | Rescue Cutter, Flat, Hook Style, Fixed Blade, suit Cutting HD Webbing & up to 11mm Kernmantle Style Ropes when used with a Gloved Hand, ETS RSE01 | PPE, Hardware & Tools
002473007 | KNIFE,LINEMANS | Polymeric insulated knife. Used to remove insulation and sheathing from Armoured power cables. | Hardware & Tools
002484228 | KNIFE,LINEMANS | Skinning, Sunrise Attachment (Live Line Tools) | Tools & Equipment
002491223 | KNIFE,LINEMANS | ZEN 911 Rescue Knife with Lanyard Attachment, Black, for Tower Rescue Kit | Hardware & Tools
002466035 | KNIFE,LINEMANS | Cable Jointers Blade, Cable Stripping, Fixed Blade, 175mm Lg | Hardware & Tools
002472959 | KNIFE,LINEMANS | Hacking Knife, 115mm blade | Hardware & Tools
002461739 | KNIFE,LINEMANS | Electricians Straight Blade, Heat Treated, Safety Holder c/w Sharpener & Belt Loop | PPE, Hardware & Tools
002461705 | KNIFE,LINEMANS | Safety Flat Straight Solid Blade, Coated Back, 50mm Lg Tempered S/Steel, Impact Resistant Insulated Plastic Handle, Retractable Scabbard, Insulated 1000V | Hardware & Tools
002439966 | LABEL | INDUSTRIAL, Maximum Load 150kg, FED 8.8, for Branach Ladder | Ladders
002483477 | LABEL | Durasleeve Wire Marking Insert, 15 x 4mm, Polypropylene, White, BPTDS 15-390 (P3000 Labels) | Tools & Equipment
002455087 | LABEL | Omni-tuff, EcoGel, Indicator Guide, Orange - Unspent to Dark Green - Spent, 100 x 20mm (MOQ20) | Signs
002490720 | LABEL | Terminal Marker, 10 Section Horizontal, Numbers 31-40, suits Phoenix PT6-T (10mm Terminal) (P10) | Signs
000025107 | LABEL | Sticker, "National Metering Identifier (NMI)", Self Adhesive Super Vinyl V90, Black Text on White B/Ground, 160gsm, Solid Back with Split Back, Meter Type | Signs
000017481 | LABEL | Sticker, NEM Data Label, Self Adhesive Super Vinyl V90, Black Text on White B/Ground, 160gsm, Solid Back with Split Back, Meter Type Data Label for use | Signs
002478105 | LABEL | PTDS-15-390, 15 x 4mm, Durasleeve Marker | Tools & Equipment
002471357 | LABEL | Contents Label, Sticker to be affixed inside the Yellow Box, Pole Top Rescue Kit | Height Safety
002439974 | LABEL | INDUSTRIAL, Maximum Load 140kg, FED 9.4, for Branach Ladder | Ladders
000017398 | LABEL | Sticker, Energex & Ergon Energy Logo, "NETWORK DEVICE, METER READER DO NOT READ", Self Adhesive Super Vinyl V-90 or Equiv, 90 x 30mm, Black Text on Yellow | Signs
002433803 | LABEL | SL 32A, Paper, Self Adhesive, 33 x 13mm, Black Text on High-Vis Yellow B/Ground, Pack of 400 (scm) | Signs
002471472 | LABEL | Sticker, "MAINTAINED & SERVICED", Self Adhesive, Writeable Vinyl Surface, Black Text on Light Blue B/Ground, 100 x 30mm, Sheet of 20, to identify Equipment Type | Signs
002452225 | LABEL | A4 Laser Printer Sheet, Adhesive Back, 297 x 210mm, Blank, Printable Polyester, White, Printing Material for Substation use (P25 Sheets) | Signs
002444024 | LABEL | Sticker, METER READER TO IGNORE 'E5' ENUNCIATOR AND 'R' ALARM, 38 W x 12mm H, Black Text on Orange Background (Sht 50) | Signs
002424166 | LABEL | Instrument Sticker, 45 x 30mm, Oval, Ergon Logo, Black & Yellow, (35 labels per sheet) | Signs
000017319 | LABEL | Link Pillar Sticker, "LP", Self Adhesive Vinyl & 3M Scotchcal, 150 x 50mm, 30mm Black Text on Yellow Reflective B/Ground, Pack of 100 | Signs
000014816 | LABEL | 'L 80 A' & 'R 80 A', Paper, Pressure Sensitive Permanent Adhesive, 33 x 13mm, 7mm Black Text on White Gloss B/Ground, for URD Fuseholders, 100 pairs per Roll | Signs
002468155 | LABEL | Sticker, "CFS X", Self Adhesive, Red Text on White B/Ground, 100 x 25mm, used to identify CFS unit is NOT to be operated (Sheet of 22) (scm) | Signs
002480630 | LABEL | Sticker, Main Switch Warning, Self Adhesive, Super Vinyl V90, White & Purple background, Yurika Logo | Signs
002486199 | LABEL | Sticker, "METERING NEUTRAL LINK", Split Back Self Adhesive Vinyl, Black Text on Yellow B/Ground, 60 x 35mm, Pack of 500 | Signs
002486553 | LABEL | Sticker, "METERING NEUTRAL LINK BEHIND", Split Back Self Adhesive Vinyl, Black Text on Yellow B/Ground, 60 x 35mm, Pack of 500 | Signs
002473783 | LABEL | Sticker, "NO GO ZONE", Working Heights & Drop Zone Radius, 200 x 200mm, Laminated for UV, Black Text on Yellow Reflective B/Ground | Signs
000104311 | LABEL | Padmounted Substation, Separate HV & LV Earthing WARNING, to Dwg 875251-01 (scm) | Signs
002472827 | LABEL | Sticker, "Small Tools "STOP" or Parts ONLY" Hexagon shape sticker, Self Adhesive Viny, White Text on Red B/Ground, 180 x 158mm | Signs
002468163 | LABEL | Sticker, "CFS " + Tick Symbol, Self Adhesive, Green Text on White B/Ground, 100 x 25mm, used to identify CFS unit is OK to be operated (Sheet of 22) (scm) | Signs
002451946 | LABEL | Sticker, "WARNING", user information for Web Strap Hoist Handle, 110 x 80mm (P10) | Signs
002471456 | LABEL | Asbestos Warning Sticker, "WARNING THIS SWTICHBOARD AND SURROUNDS MAY CONTAIN ASBESTOS CONTAINING MATERIALS", Self Adhesive Vinyl, 125 x 50mm, Black Text, | Signs
002433159 | LABEL | Isolation Link Sticker, "WARNING, The Metering Isolation Links Have Been Fused For Protection Of Metering Provider Equipment", 20 x 43mm, Black Text on | Signs
000015591 | LABEL | Sticker, "METER NEUTRAL BEHIND THIS PANEL", Split Back Self Adhesive Vinyl, Black Text on Yellow B/Ground, 60 x 35mm Pack of 500 | Signs
002469195 | LABEL | Sticker, "REMOVED METERING EQUIPMENT LABEL", Self Adhesive, 98 x 45mm, Black Text on High Vis Yellow B/Ground, Energy Queensland Logo, Roll of 50 | Signs
000017349 | LABEL | Service Pillar Sticker, Blank, Self Adhesive 3M Scotchlite, 50 x 190mm, Reflective Sheeting Series 3930, Pack of 100 | Signs
002439958 | LABEL | INDUSTRIAL, Maximum Load 160kg, FED 7.6, for Branach Ladder | Ladders
002478097 | LABEL | PTL-19-423, 25.4 x 25.4mm, Glossy Polyester | Tools & Equipment
000025108 | LABEL | Sticker, "Yurika Metering - SAFETY FIRST! THE BREAKING OF SEALS IS AN OFFENCE", Self Adhesive Vinyl, 30mm, Black Text on Yellow B/Ground, 160gsm, | Signs
002490738 | LABEL | Terminal Marker, 10 Section Horizontal, Numbers 41-50, suits Phoenix PT6-T (10mm Terminal) (P10) | Signs
002490712 | LABEL | Terminal Marker, 10 Section Horizontal, Numbers 21-30, suits Phoenix PT6-T (10mm Terminal) (P10) | Signs
000104310 | LABEL | Padmounted Substation, Separate HV & LV Earthing CAUTION, to Dwg 875253-01 (scm) | Signs
002439982 | LABEL | WARNING, ON CONSTRUCTION SITES DO NOT USE LADDER EXTENDED BEYOND 7.5M FOR NON-ELECTRICAL WORK, OR 9.2M FOR ELECTRICAL WORK, for Branach & Bailey | Ladders
002418804 | LABEL | Sticker, "NEXT TEST DUE", Self Adhesive, Black Text on Yellow B/Ground and Ergon Energy Logo with blank space for date (20 labels per sheet) | Signs
002492775 | LABEL | Sticker, "METERING ACTIVE LINK", Split Back Self Adhesive Vinyl, Black Text on Yellow B/Ground, 60 x 35m Roll of 500 | Signs
002490696 | LABEL | Terminal Marker, 10 Section Horizontal, Numbers 1-10, suits Phoenix PT6-T (10mm Terminal) (P10) | Signs
002490704 | LABEL | Terminal Marker, 10 Section Horizontal, Numbers 11-20, suits Phoenix PT6-T (10mm Terminal) (P10) | Signs
002471886 | LABEL | QR ID Label, Acrylic, 100 x 110mm, Black Barcode (80 x 80mm) on White B/Ground, for Oil Sample Equipment | Signs
002439941 | LABEL | INDUSTRIAL, Maximum Load 160kg, FED 6.4, for Branach Ladder | Ladders
002430288 | LADDER KIT | Head Rope, suit Branach Fibreglass Extension Ladder | Ladders
002430320 | LADDER KIT | Replacement Rung Kit, Fly Section, for Standard Extension Ladders, suit Branach Ladders | Ladders
002430254 | LADDER KIT | Wear Strip, 8 Piece c/w Fasteners for Branach Fibreglass Extension Ladder, ETS RSE02 | Ladders
002430619 | LADDER KIT | Replacement Rung Kit, Base Section, for Standard Extension Ladders, suit Bailey Ladders | Ladders
002498699 | LADDER KIT | Lacket, A-Stand Ladder Attachment c/w Case | Ladders
002430627 | LADDER KIT | Replacement Rung Kit, Base Section, for Standard Extension Ladders, suit Branach Ladders | Ladders
002430296 | LADDER KIT | Rope, suit Branach Fibreglass Extension Ladder | Ladders
002430262 | LADDER KIT | Pulley, suit Branach Fibreglass Extension Ladder | Ladders
002430312 | LADDER KIT | Top Guide, suit Branach Fibreglass Extension Ladder | Ladders
002430304 | LADDER KIT | Clutch Latch, suit Branach Fibreglass Extension Ladder | Ladders
000016485 | LADDER,EXTENSION | Fibreglass, 5.5m Fully Extended (18ft), ETS RSE02 | PPE, Hardware & Tools
002497139 | LADDER,EXTENSION | 5.2m Fully Extended, with Red Running Brackets, Centre Pully, Rubber Feet, Arapoline Rope, Top Lash, White Fly Boot Protector, Pole Strap-Fly, Ergon Stip & | Height Safety
002497162 | LADDER,EXTENSION | 8.8m Fully Extended, with Red Running Brackets, Centre Pully, Rubber Feet, Arapoline Rope, Top Lash, White Fly Boot Protector, Pole Strap-Fly, Ergon Stip & | Height Safety
002497170 | LADDER,EXTENSION | 9.4m Fully Extended, with Red Running Brackets, Centre Pully, Rubber Feet, Arapoline Rope, Top Lash, White Fly Boot Protector, Pole Strap-Fly, Ergon Stip & | Height Safety
002497147 | LADDER,EXTENSION | 6.4m Fully Extended, with Red Running Brackets, Centre Pully, Rubber Feet, Arapoline Rope, Top Lash, White Fly Boot Protector, Pole Strap-Fly, Ergon Stip & | Height Safety
002497154 | LADDER,EXTENSION | 7.9m Fully Extended, with Red Running Brackets, Centre Pully, Rubber Feet, Arapoline Rope, Top Lash, White Fly Boot Protector, Pole Strap-Fly, Ergon Stip & | Height Safety
002429355 | LADDER,EXTENSION | Fibreglass, 6.4m Fully Extended, ETS RSE02 | PPE, Hardware & Tools
002404568 | LADDER,EXTENSION | Fibreglass, 7.9m Fully Extended, ETS RSE02, (25 FT) | PPE, Hardware & Tools
001850245 | LADDER,EXTENSION | Fibreglass, 8.8m Fully Extended, ETS RSE02 | PPE, Hardware & Tools
002402427 | LADDER,EXTENSION | Fibreglass, 9.4m Fully Extended, ETS RSE02, (32 FT) | PPE, Hardware & Tools
002433241 | LADDER,STRAIGHT | Fibreglass Single Section 2.4m Lg, ETS RSE02 | PPE, Hardware & Tools
000019188 | LADDER,STRAIGHT | Fibreglass Single Section 4.2 m Lg, 14 Ft, Colour Safety Yellow, ETS RSE02 | PPE, Hardware & Tools
002433258 | LADDER,STRAIGHT | Fibreglass Single Section 3.6m Lg, ETS RSE02 | PPE, Hardware & Tools
002438141 | LAMP,FLUORESCENT | 32W, Compact, CX24q-3 Base, EQTS 05-03-01 (scm) | Street Lights
001140339 | LAMP,FLUORESCENT | 36W, T8 White, Tube, G13 Cap, 1200 x 26mm, JTS 05-01-01, JBP 2010/0444/T (P25) | Street Lights
002438133 | LAMP,FLUORESCENT | 24W, T5 White, Tube, JTS 05-01-01, JBP 2010/0444/T (P25) (scm) | Street Lights
001140924 | LAMP,INCANDESCENT | Metalarc, 400W, Coated, suit Sylvania 1150430 Watchman Security Light (P6) | Street Lights
002464915 | LAMP,LED | Indicator Lamp, Multi Chip LED Reflector Bulb, Green, 15mA DC, 24V DC/AC, BA9s, 10mm Dia, 28mm Lg | Remote Generation
002464931 | LAMP,LED | Indicator Lamp, Multi Chip LED Reflector Bulb, Yellow, 15mA DC, 24V DC/AC, BA9s, 10mm Dia, 28mm Lg | Remote Generation
002464923 | LAMP,LED | Indicator Lamp, Multi Chip LED Reflector Bulb, Red, 15mA DC, 24V DC/AC, BA9s, 10mm Dia, 28mm Lg | Remote Generation
002493542 | LAMP,LED | Headlamp, Rechargeable, COAST XPH25R, 400 Lumen, IP54, Twist Focus Pure Beam Flood & Spot, 120m Beam, Detachable Handheld Flashlight & Built-in | PPE, Hardware & Tools
002478451 | LAMP,LED | LP Emergency Lifelight Surface Mount, 3.9W, LED, Clevertest Plus, PC Housing, 242 x 125 x 48mm, IP20 | Remote Generation
002433357 | LAMP,METAL HALIDE | 150W, Clear Tube, E40 Cap, External Ignitor, Operates on 150W HPS Control Gear, EQTS 05-03-01 (scm) | Street Lights
002405798 | LAMP,METAL HALIDE | 400W, Clear Tube, E40 Cap, External Ignitor, Operates on 400W HPS Control Gear, EQTS 05-03-01 (scm) | Street Lights
002433365 | LAMP,METAL HALIDE | 250W, Clear Tube, E40 Cap, Operates on 250W HP Sodium Control Gear, Ceramic Arc Tube, Carton of 12, EQTS 05-03-01 (scm) | Street Lights
002433332 | LAMP,METAL HALIDE | 250W, Hard Glass Exterior, Reflector E40 Cap, Operates on 250W Mercury Vapour Control Gear, for Watchman Floodlight, EQTS 05-03-01 (scm) | Street Lights
002438125 | LAMP,METAL HALIDE | 100W Ceramic Arc, Clear Tube, E40 Cap, Operates on 100W HP Sodium Control Gear, EQTS 05-03-01 (scm) | Street Lights
002433340 | LAMP,METAL HALIDE | 400W, Hard Glass Exterior, Reflector E40 Cap, Operates on 400W Mercury Vapour Control Gear, for Watchman Floodlight, EQTS 05-03-01 (scm) | Street Lights
002489086 | LAMP,SAFETY HELMET | Milwaukee Spot/Flood Headlamp, 450 LM, Battery-Powered, c/w Hard Hat Clips & 3 AAA Batteries | Hardware & Tools
002405806 | LAMP,SODIUM | HP, 250W, Clear Tube, E40 Cap, Operates on 250W HP Sodium Control Gear w/o Igniter, EQTS 05-03-01 (scm) | Street Lights
001141598 | LAMP,SODIUM | 150W, HP Clear Tube Vapour, E40 Cap, External Ignitor, EQTS 05-03-01 (scm) | Street Lights
001141599 | LAMP,SODIUM | 250W, HP Clear Tube Vapour, E40 Cap, External Ignitor, EQTS 05-03-01 (scm) | Street Lights
002405801 | LAMP,SODIUM | 150W, HP Clear Tube, Vapour, Internal Igniter, JTS 05-01-01, JBP 2010/0444/T | Street Lights
001141513 | LAMP,SODIUM | 90W, Sox, QESI-31/98 (P12) | Street Lights
002405825 | LAMP,SODIUM | HP, 400W, Clear Tube, E40 Cap, Operates on 400W HP Sodium Control Gear w/o Igniter, EQTS 05-03-01 (scm) | Street Lights
002401925 | LAMP,SODIUM | HP, 400W, Diffuse Elliptical Vapour, Operates on 400W HP Sodium Control Gear w/o Ignitor, EQTS 05-01-01 (scm) | Street Lights
001141604 | LAMP,SODIUM | HP, 250W, Diffuse Elliptical Vapour, E40 Cap, Operates on 250W HP Sodium Control Gear w/o Ignitor, EQTS 05-03-01 (scm) | Street Lights
002401927 | LAMP,SODIUM | HP, 150W, Diffuse Elliptical Vapour, E40 Cap, Operates on 150W HP Sodium Control Gear w/o Ignitor, EQTS 05-03-01 (scm) | Street Lights
002406347 | LAMP,SODIUM | 70W, HP Diffuse Elliptical Vapour, E27 Cap, Internal Ignitor, EQTS 05-03-01 (scm) | Street Lights
002405807 | LAMP,SODIUM | 50W, HP Diffuse Elliptical, Internal Igniter, EQTS 05-03-01 (scm) | Street Lights
002405832 | LAMP,SODIUM | 70W, HP Diffuse Elliptical, E27 Cap, External Ignitor, EQTS 05-03-01 (scm) | Street Lights
001141639 | LAMP,SODIUM | 400W, HP Clear Tube Vapour, E40 Cap, External Ignitor, EQTS 05-03-01 (scm) | Street Lights
001141602 | LAMP,SODIUM | 250W, HP Diffuse Elliptical, E40 Cap, External Ignitor, EQTS 05-03-01 (scm) | Street Lights
001141637 | LAMP,SODIUM | 400W, HP Diffuse Elliptical, E40 Cap, External Ignitor, JTS 05-01-01, JBP 2010/0444/T (P12) | Street Lights
002439693 | LAMP,SODIUM | HP, 250W, Hard Glass Exterior, Reflector E40 Cap, Operates on 250W HP Sodium Control Gear, for Watchman Floodlight, EQTS 05-03-01 (scm) | Street Lights
002401926 | LAMP,SODIUM | 150W, HP Diffuse Elliptical, E40 Cap, External Ignitor, EQTS 05-03-01 (scm) | Street Lights
002403341 | LAMP,SODIUM | 100W, HP Clear Tube Vapour, E40 Cap, External Ignitor, EQTS 05-03-01 (scm) | Street Lights
002439701 | LAMP,SODIUM | HP, 400W, Hard Glass Exterior, Reflector E40 Cap, Operates on 400W HP Sodium Control Gear, for Watchman Floodlight, EQTS 05-03-01 (scm) | Street Lights
002433324 | LAMP,SODIUM | HP, 150W, Hard Glass Exterior, Reflector E40 Cap, Operates on 150W HP Sodium Control Gear, for Watchman Floodlight, EQTS 05-03-01 (scm) | Street Lights
000024724 | LANTERN,ELECTRIC | Milwaukee, 12V Portable LED, 180 - 360 Deg of Light, 4 Light Settings c/w S/Steel Hooks | Hardware & Tools
002472934 | LANYARD,SAFETY,INDUSTRIAL | Web Tool Tails, provides an attcahment point on tools to attach a lanyard, Pack of 5, 90mm, 115mm, 140mm,165mm &215mm, 0.9kg WLL | PPE, Hardware & Tools
002472918 | LANYARD,SAFETY,INDUSTRIAL | Non-Shock Absorbing webbing; Nickel-plated iron d-ring, Loop other end, Length 450mm, 181kg WLL | PPE, Hardware & Tools
002472900 | LANYARD,SAFETY,INDUSTRIAL | Stretch cord, Swiveling connection, Adjustable barrel lock, Length 380mm 4.6kg WLL | PPE, Hardware & Tools
000019162 | LANYARD,SAFETY,INDUSTRIAL | Shock Absorbing Lanyard, 1.6m Lg, u/w Fallarrest Harness c/w Alloy DA Hook & Triplock Karabiner, 10 Year Shelf Life | PPE, Hardware & Tools
002430346 | LANYARD,SAFETY,INDUSTRIAL | Shock Absorbing, Total Extended 1.5m Lg, Double Action, Al Snap Hook Each End, ETS RSE01 | PPE, Hardware & Tools
002427169 | LANYARD,SAFETY,INDUSTRIAL | Shock Absorbing, Twin Tail, Elastic Webbing 1200mm Lg (Extends to 1600mm Lg) c/w 2 x 85mm Opening Double Action Hooks on Tails & Triple Action Karabiner on | PPE, Hardware & Tools
002472892 | LANYARD,SAFETY,INDUSTRIAL | Non-Shock Absorbing, Swivel Double- action locking Carabiner, loop other end, Length 1930mm,18kg WLL | PPE, Hardware & Tools
002482008 | LANYARD,SAFETY,INDUSTRIAL | Tool Lanyard, Retractable, 25-122cm, 3.8kg Capacity | Height Safety
001804012 | LANYARD,SAFETY,INDUSTRIAL | Shock Absorbing, Total Extended 2m Lg, Double Action, Al Snap Hook Each End ETS RSE01 | PPE, Hardware & Tools
002472884 | LANYARD,SAFETY,INDUSTRIAL | Shock Absorbing,Swiveling Design,Locking Carabiner on one end, Loop other end, Length 960mm to 1220mm;, 11.3kg WLL | PPE, Hardware & Tools
002472967 | LANYARD,SAFETY,INDUSTRIAL | Stretch cord, Swiveling connection, S/Steel Carabiners with Screw Gate; Adjustable Barrel Lock, Length 1070mm to 1370mm; 6.8kg WLL | PPE, Hardware & Tools
002456424 | LANYARD,SAFETY,INDUSTRIAL | Shock Absorbing, Twin Tail, Lanyard Rope with Short Arms & Protector Sheath c/w 2 x Double Action Snaphooks 180mm Lg with 25mm Gate Opening, Long Arms & | Height Safety
002472942 | LANYARD,SAFETY,INDUSTRIAL | Tool lanyard kit, includes 3 Tool lanyards, clinches, tool tethers & tape in drawstring mesh bag. Kit Details - See Extended Text | PPE, Hardware & Tools
002400702 | LATCH SET,MORTISE | Night Cylinder Chrome Plated #201 to NORQEB Master Series MK-A w/o Keys (Don't supply keys until further notice) | General Hardware
002400703 | LATCH SET,MORTISE | Deadlock, Chrome Plated, to NORQEB Master Series MK-A, with Keys | General Hardware
002463024 | LATCH,DOOR,VEHICULAR | Draw Latch Assy, Concealed Mount, Rubber & Nylon, for Canopy Filter Lids, Hino JO8 Mechanical Parts | Remote Generation
002471563 | LATCH,DOOR,VEHICULAR | Draw Latch, Flexible, Medium, Black, Rubber, for Hino Canopy Door | Remote Generation
002498772 | LEAD SET,ELECTRICAL | Short Circuit, Set 6 Leads, 200A, Red Clamps | Tools & Equipment
002489490 | LEAD SET,TEST | 50m Earth Hand Reel | Hardware & Tools
002470359 | LEAD SET,TEST | 100/50M set on "A" frame reel for use with AEMC earth tester | Hardware & Tools
002472975 | LEAD SET,TEST | Two retractable leads,20A, 1x Red and 1x Black, D4 Stackable Plug 120cm, SILICONE 1,00' | Hardware & Tools
002430528 | LEAD SET,TEST | 1.5m Red & Black, Male 4mm Right Angled Safety & Male 4mm Straight Safety, Cat III, 1000V (scm) | Hardware & Tools
000020802 | LEAD SET,TEST | Replacement Test Leads c/w Non-Fused Black & Red Test Leads, Black & Red Probes & Crocodile Clip, for Kyoristsu Insulation Tester 3132A | Hardware & Tools
002458669 | LEAD SET,TEST | GTVIS Cable, Replacement Leads for Voltage Injection Test Set | Tools & Equipment
002489094 | LEAD SET,TEST | 3 Phase & Neutral Lead Kit, (2.4m) Red, White, Blue & Black, Replacement Set for Phase ID Kit | Hardware & Tools
002493187 | LEAD SET,TEST | 5m Test Leads, for Major Tech MT575 10kV HV Insulation Tester | Electrical Test & Accsry Equip
002489508 | LEAD SET,TEST | Checksystem 2.3 Test Unit Bundled Lead Sets | Hardware & Tools
000105126 | LEAD,ELECTRICAL | Lugged, Alum, 15m, 11kA/1sec | Tools & Equipment
000105128 | LEAD,ELECTRICAL | Lugged, Alum, 3.5m, 7kA/1sec | Tools & Equipment
000004050 | LEAD,ELECTRICAL | Multiplexer Cable, PDH, 15m Lg, TMSA P1 & P2, 20 Pair Stub Cable, suit 21710, EE Dwg 903187-07 | Communications
000004063 | LEAD,ELECTRICAL | Multiplexer Cable, PDH, 5m Lg, V28 10 Pair Stub Cable P1 & P2, suit 24021, EE Dwg 903187-08 | Communications
001543613 | LEAD,ELECTRICAL | Flexible Cable, 0.6/1kV, 1C, 35mm2 Cu, PVC Insulated Welding Flex, Red (1121/0.20) Metre Marked (250m Drum) | Cables
000004048 | LEAD,ELECTRICAL | Multiplexer Cable, PDH, 5m Lg, TMSA P1 & P2, 20 Pair Stub Cable, suit 21710, EE Dwg 903187-07 | Communications
000025393 | LEAD,ELECTRICAL | Bridge, LV Fused Temporary Bypass LV Temporary Fused Bridge; 80 amp Inline Fuse Installer, Strictly for use as per WP9435 | Hardware & Tools
002459956 | LEAD,ELECTRICAL | Bridge, LV, 3-Way, Temporary, 200A Capacity, Insulated, for use in Pillars & on ABC c/w 3 Insulated Piercing Clamps | Hardware & Tools
002422665 | LEAD,ELECTRICAL | Bridge, LV, 250A, Short Handle, 150mm c/w 2 x Clamps & 3m x 50mm2 Cu Clear Insulation, Marked with Rating, Date of Manufacture & Supplier | Hardware & Tools
002402773 | LEAD,ELECTRICAL | Bridge, LV, 250A, Long Handle, 900mm c/w 2 x Clamps, 3m x 50mm2 Cu Clear Insulation, Marked with Rating, Date of Manufacture & Supplier | Hardware & Tools
002448157 | LEAD,ELECTRICAL | Bridge, LV, Temporary, 200A Capacity, Insulated, for use in Pillars & on ABC c/w Insulated Piercing Clamps | Hardware & Tools
002498681 | LEAD,ELECTRICAL | Multiplexer Cable, PDH, 15m Lg, Avara sNGA Bus, 6 Pair Stub Cable c/w 3 x 7 Connector, Dwg 903187-14 | Communications
000004093 | LEAD,ELECTRICAL | Multiplexer Cable, PDH, 15m Lg, Stub Cable 4 Pair Assembly, 3 x 7 | Communications
002456325 | LEAD,ELECTRICAL | Multiplexer Cable, PDH, 5m Lg, DB4 2M T1-T2-T3-T4, 10 Pair, 2 x 32 to Tail | Communications
000004057 | LEAD,ELECTRICAL | Multiplexer Cable, PDH, 3m Lg, DCNA Q1 Buss Cable, 4 Pair, 3 x 7 to RJ45 | Communications
000003252 | LEAD,ELECTRICAL | Plug & Socket Extension, for Switchboard Type BV2, ETS 2010/0048/T, Sched 6.1.4 Item 7, Conneq iPower | Substation
002459063 | LEAD,ELECTRICAL | Wire Braid, Battery Link, M8 Equipped Braid Connection in GUSS Unit | CSI (Solar Power)
002403616 | LEAD,ELECTRICAL | Set of 3 x 16mm2, 6.35/11kV XLPE Insulated 1 Core, 2m Lg Cu Screened c/w Earth Tags Pin/Pin End Fittings Connects Holec Switch Fuse to Reyrolle Bushings | U/G Equipment
002401428 | LEAD,ELECTRICAL | Flexible Cable, 0.6/1kV, 1C, 185mm2 Cu, Double Insulated Welding Flex, Black (920/0.51) | Cables
002477586 | LEAD,ELECTRICAL | Input/Output Cable, Twisted Pairs, 2m Lg | Substation Automated Systems
002477578 | LEAD,ELECTRICAL | Input/Output Cable, Flat Ribbon, 2m Lg | Substation Automated Systems
000003759 | LEAD,ELECTRICAL | 15m Lead, suit HAT-200 Current Transducer, EESS-10735-01-0B | Substation Batteries
000003758 | LEAD,ELECTRICAL | 10m Lead, suit HAT-200 Current Transducer, Tech Spec EESS-10735-01-0B | Substation Batteries
002403615 | LEAD,ELECTRICAL | Set of 3 x 16mm2, 6.35/11kV XLPE Insulated 1 Core, 2m Lg Cu Screened c/w Pin/Lug Fitting Earth Tags at Lug End Connects Andelec Switch Fuse to | U/G Equipment
002458677 | LEAD,ELECTRICAL | 2m Lg, Insulated Cu Cable, Line Clamp c/w Insulated Handle One End & Cu Lug with M12 Hole Other End, for Temporary Isolation when used with ABC Link Box | Tools & Equipment
002477172 | LEAD,ELECTRICAL | ALTD HV Inline Link, 1.2m, Cu 50mm2 Braid, Clear Yellow Sheath, 280A Continous Rated, Duckbill to DBL Palm with Heatshrink & Hardware | Live Line Equipment
002456341 | LEAD,ELECTRICAL | Multiplexer Cable, PDH, 15m Lg, DB4 2M T1-T2-T3-T4, 10 Pair, 2 x 32 to Tail | Communications
002495232 | LEAD,ELECTRICAL | Set of 3 x 12.7/22kV 35mm2 Cu XLPE, 8m Lg, 600mm Lg Screen, c/w Type A Termination One End Cut & Cap Other | U/G Cables & Accsry Equip
002426989 | LEAD,ELECTRICAL | Earth Bonding Lead + PG Clamp (10kA/0.5 sec), 1m long, suit 14mm OPGW Armour Grip Suspension Units, to Ergon Transmission Line Spec (scm) | Line Hardware
002426963 | LEAD,ELECTRICAL | Earth Bonding Lead + PG Clamp (10kA/0.5 sec), 1m long, suit 11.4mm OPGW Armour Grip Suspension Units, to Ergon Transmission Line Spec (scm) | Line Hardware
002426997 | LEAD,ELECTRICAL | Earth Bonding Lead + PG Clamp (10kA/0.5 sec), 1.5m long, suit 14mm OPGW Dead End Assembly, to Ergon Transmission Line Spec (scm) | Line Hardware
002426971 | LEAD,ELECTRICAL | Earth Bonding Lead + PG Clamp (10kA/0.5 sec), 1.5m long, suit 11.4mm OPGW Dead End Assembly, to Ergon Transmission Line Spec (scm) | Line Hardware
000105125 | LEAD,ELECTRICAL | Lugged, Alum, 3.5m, 11kA/1sec | Tools & Equipment
000022828 | LEAD,ELECTRICAL | Flexible Insulated Jumper Cable, 5m Lg, Cable Meets Requirements ASTM F2321, kV Rating 15kV Phase to Phase, 10kV Phase to Earth, 400A Rated, 1.1 Smooth Jaw Al | Hardware & Tools
000022827 | LEAD,ELECTRICAL | Flexible Insulated Jumper Cable, 3m Lg, Cable Meets Requirements ASTM F2321, kV Rating 15kV Phase to Phase, 10kV Phase to Earth, 400A Rated, 1.1 Smooth Jaw Al | Hardware & Tools
002457638 | LEAD,ELECTRICAL | Multiplexer Cable, PDH, 1m Lg, DFX100 to DB4, 120 Ohm, 2M T1/T2/T3/T4, 4 Pair, 3 x 7 Eruo to RJ45 | Communications
002454981 | LEAD,ELECTRICAL | Multiplexer Cable, PDH, 15m Lg, 8 Channel, Subscriber Card P6 1023.01, 10 Pair Stub Cable, suit Avara FXS, EE Dwg 903187-12 | Communications
002454965 | LEAD,ELECTRICAL | Multiplexer Cable, PDH, 5m Lg, 8 Channel, Subscriber Card P6 1023.01, 10 Pair Stub Cable, suit Avara FXS, EE Dwg 903187-12 | Communications
002454957 | LEAD,ELECTRICAL | Multiplexer Cable, PDH, 15m Lg, 8 Channel, Exchange Card P6 1022.01, 10 Pair Stub Cable, suit Avara FXO, EE Dwg 903187-11 | Communications
002454940 | LEAD,ELECTRICAL | Multiplexer Cable, PDH, 10m Lg, 8 Channel, Exchange Card P6 1022.01, 10 Pair Stub Cable, suit Avara FXO, EE Dwg 903187-11 | Communications
002454932 | LEAD,ELECTRICAL | Multiplexer Cable, PDH, 5m Lg, 8 Channel, Exchange Card P6 1022.01, 10 Pair Stub Cable, suit Avara FXO, EE Dwg 903187-11 | Communications
000004092 | LEAD,ELECTRICAL | Multiplexer Cable, PDH, 10m Lg, Stub Cable 4 Pair Assembly, 3 x 7 | Communications
000004082 | LEAD,ELECTRICAL | Multiplexer Cable, PDH, 15m Lg, Subscriber Unit P1, 10 Pair Stub Cable, suit 21206, EE Dwg 903187-04 | Communications
000004081 | LEAD,ELECTRICAL | Multiplexer Cable, PDH, 10m Lg, Subscriber Unit P1, 10 Pair Stub Cable, suit 21206, EE Dwg 903187-04 | Communications
000004080 | LEAD,ELECTRICAL | Multiplexer Cable, PDH, 5m Lg, Subscriber Unit P1, 10 Pair Stub Cable, suit 21206, EE Dwg 903187-04 | Communications
000004078 | LEAD,ELECTRICAL | Multiplexer Cable, PDH, 15m Lg, Exchange Unit P1, 10 Pair Stub Cable, suit 21216, EE Dwg 903187-05 | Communications
000004073 | LEAD,ELECTRICAL | Multiplexer Cable, PDH, 15m Lg, DIU 64k Co/Cont G.703, 20 Pair Stub Cable P1 & P2, suit 21120, EE Dwg 903187-02 | Communications
002487924 | LEAD,ELECTRICAL | 0.7mm Molded Plug and 1.88m Wire DC Cable, suits SEL2814 External Power Input Socket | Communications
002477180 | LEAD,ELECTRICAL | ALTD HV Inline Link, 1.2m, Cu 50mm2 Braid, Clear Yellow Sheath, 280A Continous Rated, Stalk Lug to DBL Palm with Heatshrink & Hardware | Live Line Equipment
002435238 | LEAD,ELECTRICAL | Kyoritsu RCD/Loop Impedance Replacement Lead | Tools & Equipment
002495224 | LEAD,ELECTRICAL | Set of 3 x 12.7/22kV 35mm2 Cu XLPE, 3.5m Lg, 600mm Lg Screen, c/w Type A Termination Both Ends | U/G Cables & Accsry Equip
000105124 | LEAD,ELECTRICAL | Lugged, Alum, 2.5m, 11kA/1sec | Tools & Equipment
002426930 | LEAD,ELECTRICAL | Earth Bonding Lead + PG Clamp (10kA/0.5sec)suit "Cherry" 6/4.75+7/1.60 ACSR/GZ Armour Grip Suspension Units, to Ergon Transmission Line Spec (scm) | Line Hardware
002426922 | LEAD,ELECTRICAL | Earth Bonding Lead + PG Clamp (10kA/0.5Sec), suit "Banana", 6/1/3.75, ACSR/GZ Armour Grip Suspension Units, to Ergon Transmission Line Spec (scm) | Line Hardware
002492841 | LEAD,ELECTRICAL | suit Pole Mount/OD Ground Mount Monitors, 5m x 6mm2 Lead, Set of 4, Colour coded RD/BU/WH/BL | Distribution Transformers
002492833 | LEAD,ELECTRICAL | suit Padmount/ID Ground Mount Monitors, 5m x 4mm2 Lead, Pre-Terminated, Set of 4 Colour Coded RD/BU/WH/BL | Distribution Transformers
000105129 | LEAD,ELECTRICAL | Lugged, Alum, 15m, 7kA/1sec | Tools & Equipment
002426955 | LEAD,ELECTRICAL | Earth Bonding Lead + PG Clamp (8kA/0.5 sec), suit 7/3.25 SC/GZ & SC/AC Armour Grip Suspension Units, to Ergon Transmission Line Spec (scm) | Line Hardware
002426948 | LEAD,ELECTRICAL | Earth Bonding Lead + PG Clamp (8kA/0.5 sec), suit 7/2.75 SC/GZ & SC/AC Armour Grip Suspension Units, to Ergon Transmission Line Spec (scm) | Line Hardware
000105127 | LEAD,ELECTRICAL | Lugged, Alum, 2.5m, 7kA/1sec | Tools & Equipment
000004068 | LEAD,ELECTRICAL | Multiplexer Cable, PDH, 10m Lg, V24 10 Pair Stub Cable P1 & P2, suit 24020, EE Dwg 903187-03 | Communications
002479277 | LEAD,ELECTRICAL | Ribbon, 34 Way, MUIB to MCSU, suits Rectifier Technologies Battery Charger, fits all Models | Substation Batteries
002456333 | LEAD,ELECTRICAL | Multiplexer Cable, PDH, 10m Lg, DB4 2M T1-T2-T3-T4, 10 Pair, 2 x 32 to Tail | Communications
000004130 | LEAD,ELECTRICAL | Multiplexer Cable, PDH, 10m Lg, Mux Generic 2Mbs, 120 Ohm, 4 Pair, 3 x 7 Connector | Communications
000004091 | LEAD,ELECTRICAL | Multiplexer Cable, PDH, 5m Lg, Stub Cable 4 Pair Assembly, 3 x 7 | Communications
000004049 | LEAD,ELECTRICAL | Multiplexer Cable, PDH, 10m Lg, TMSA P1 & P2, 20 Pair Stub Cable, suit 21710, EE Dwg 903187-07 | Communications
000003370 | LEAD,ELECTRICAL | for 66kV, Type EDF CB, Umbilical, Mulitple Socket c/w Cable, ETS 2004/027/T | Substation
000004067 | LEAD,ELECTRICAL | Multiplexer Cable, PDH, 5m Lg, V24 10 Pair Stub Cable P1 & P2, suit 24020, Dwg 903187-03 | Communications
000004069 | LEAD,ELECTRICAL | Multiplexer Cable, PDH, 15m Lg, V24 10 Pair Stub Cable P1 & P2, suit 24020, EE Dwg 903187-03 | Communications
000004065 | LEAD,ELECTRICAL | Multiplexer Cable, PDH, 15m Lg, V28 10 Pair Stub Cable P1 & P2, suit 24021, EE Dwg 903187-08 | Communications
000004061 | LEAD,ELECTRICAL | Multiplexer Cable, PDH, 15m Lg, 4W E&M 20 Pair Stub Cable P1 & P2, suit 21236, EE Dwg 903187-01 | Communications
000022826 | LEAD,TEST | 10cm Lg, Black PVC Cable c/w Black Stackable Plug, Green Right Angle Plug, CAT III 600V, suit Fault Loop Impedance Meters Kyoritsu 4118A & 4120 | Tools & Equipment
002418234 | LEAD,TEST | Meter Lead, 2.5m, 1mm2, Double Insulated Black PVC Cable c/w Male Safety Banana Plug & 5066 Elephant Clip | Hardware & Tools
002433647 | LEAD,TEST | 0.75mm2 PVC, Black, 1.5m, 12A for Perch Tele, 4mm Straight & Right Angle Connector | Hardware & Tools
002433944 | LEAD,TEST | Earth, 50/25m Cable on A-Frame Reel, 50m Red & 25m Blue Lead, Leads to be Terminated c/w 4mm Safety Socket to Centre of Reel & 4mm Plug Fitted to | Hardware & Tools
002444354 | LEAD,TEST | Line-Neutral, 2 Wire, suit 4118A c/w Moulded Plug Instrument End, Red & Black Probe Tips, Cat III 600V, for A-N Loop Testing as per LVCM Procedures | Hardware & Tools
000023785 | LEAD,TEST | Extension Reel, Green & Yellow, 100m Cable Earth Test Reel, PTE-004 | Tools & Equipment
002486504 | LEAD,TEST | Shorting Lead, Colour - Red, Alligator Clip Both Ends, 400mm lg | Tools & Equipment
000018963 | LEAD,TEST | 2.4m Lg, Pair of 10A Fused Red & Black Leads, CATII 1000V, CATIV 600V, Retractable 4mm Probes c/w Removable Cap Right Angle 4mm Multimeter Plugs, in | Tools & Equipment
002443182 | LEGGINGS,SNAKE GUARD | Snakeprotex Chaps, Poly, Size M, to fit Calf Circ up to 45cm, Knee to Ankle, Lower Leg Protection from Potential Snake Bites | PPE, Hardware & Tools
002455541 | LEGGINGS,SNAKE GUARD | Snakeprotex Chaps, Poly, Size S, to fit Calf Circ up to 41cm, Knee to Ankle, Lower Leg Protection from Potential Snake Bites | PPE, Hardware & Tools
002451037 | LEGGINGS,SNAKE GUARD | Snakeprotex Chaps, Poly, Size XL, to fit Calf Circ up to 53cm, Knee to Ankle, Lower Leg Protection from Potential Snake Bites | PPE, Hardware & Tools
002455558 | LEGGINGS,SNAKE GUARD | Snakeprotex Chaps, Poly, Size L, to fit Calf Circ up to 49cm, Knee to Ankle, Lower Leg Protection from Potential Snake Bites | PPE, Hardware & Tools
002451672 | LETTER,SIGN | (X), 25.4mm, Black on Yellow Reflective, Pressure Sensitive Marker 3M (Sht 70) (scm) | Signs
000446418 | LETTER,SIGN | (N), Pressed Al, Plain, Dwg 22-A4-200 Rev B | Signs
000446434 | LETTER,SIGN | (R), Pressed Al, Plain, Dwg 22-A4-200 Rev B | Signs
000446497 | LETTER,SIGN | (X), Pressed Al, Plain, Dwg 22-A4-200 Rev B | Signs
000446264 | LETTER,SIGN | (B), Pressed Al, Plain, Dwg 22-A4-200 Rev B (P100) | Signs
000446388 | LETTER,SIGN | (L), Pressed Al, Plain, Dwg 22-A4-200 Rev B (P100) | Signs
000446361 | LETTER,SIGN | (K), Pressed Al, Plain, Dwg 22-A4-200 Rev B | Signs
000446353 | LETTER,SIGN | (J), Pressed Al, Plain, Dwg 22-A4-200 Rev B | Signs
000446345 | LETTER,SIGN | (H), Pressed Al, Plain, Dwg 22-A4-200 Rev B | Signs
000446337 | LETTER,SIGN | (G), Pressed Al, Plain, Dwg 22-A4-200 Rev B | Signs
000446329 | LETTER,SIGN | (F), Pressed Al, Plain, Dwg 22-A4-200 Rev B (P100) | Signs
000446302 | LETTER,SIGN | (E), Pressed Al, Plain, Dwg 22-A4-200 Rev B (P100) | Signs
000446299 | LETTER,SIGN | (D), Pressed Al, Plain, Dwg 22-A4-200 Rev B (P100) | Signs
000446272 | LETTER,SIGN | (C), Pressed Al, Plain, Dwg 22-A4-200 Rev B (P100) | Signs
002401615 | LETTER,SIGN | (Z), Pressed Al, Plain, Dwg 22-A4-200 Rev B | Signs
002401614 | LETTER,SIGN | (Q), Pressed Al, Plain, Dwg 22-A4-200 Rev B | Signs
002401613 | LETTER,SIGN | (I), Pressed Al, Plain, Dwg 22-A4-200 Rev B | Signs
000446507 | LETTER,SIGN | (Y), Pressed Al, Plain, Dwg 22-A4-200 Rev B | Signs
000446493 | LETTER,SIGN | (W), Pressed Al, Plain, Dwg 22-A4-200 Rev B (P100) | Signs
000446485 | LETTER,SIGN | (V), Pressed Al, Plain, Dwg 22-A4-200 Rev B | Signs
000446477 | LETTER,SIGN | (U), Pressed Al, Plain, Dwg 22-A4-200 Rev B | Signs
000446469 | LETTER,SIGN | (T), Pressed Al, Plain, Dwg 22-A4-200 Rev B | Signs
000446396 | LETTER,SIGN | (M), Pressed Al, Plain, Dwg 22-A4-200 Rev B (P100) | Signs
002476273 | LETTER,SIGN | (Y), Pressed Al, 40mm Wide, 22mm High, Black on Yellow, Ergon Dwg 995129-01 (scm) | Signs
002476265 | LETTER,SIGN | (X), Pressed Al, 40mm Wide, 22mm High, Black on Yellow, Ergon Dwg 995129-01 (scm) | Signs
002476257 | LETTER,SIGN | (S), Pressed Al, 40mm Wide, 22mm High, Black on Yellow, Ergon Dwg 995129-01 (scm) | Signs
002476240 | LETTER,SIGN | (R), Pressed Al, 40mm Wide, 22mm High, Black on Yellow, Ergon Dwg 995129-01 (scm) | Signs
002476232 | LETTER,SIGN | (P), Pressed Al, 40mm Wide, 22mm High, Black on Yellow, Ergon Dwg 995129-01 (scm) | Signs
002476224 | LETTER,SIGN | (O), Pressed Al, 40mm Wide, 22mm High, Black on Yellow, Ergon Dwg 995129-01 (scm) | Signs
002476216 | LETTER,SIGN | (L), Pressed Al, 40mm Wide, 22mm High, Black on Yellow, Ergon Dwg 995129-01 (scm) | Signs
002476208 | LETTER,SIGN | (G), Pressed Al, 40mm Wide, 22mm High, Black on Yellow, Ergon Dwg 995129-01 (scm) | Signs
002476190 | LETTER,SIGN | (F), Pressed Al, 40mm Wide, 22mm High, Black on Yellow, Ergon Dwg 995129-01 (scm) | Signs
002432375 | LETTER,SIGN | (E), Pressed Al, 40mm Wide, 22mm High, Black on Yellow, Ergon Dwg 995129-01 (scm) | Signs
002432367 | LETTER,SIGN | (D), Pressed Al, 40mm Wide, 22mm High, Black on Yellow, Ergon Dwg 995129-01 (scm) | Signs
002432359 | LETTER,SIGN | (C), Pressed Al, 40mm Wide, 22mm High, Black on Yellow, Ergon Dwg 995129-01 (scm) | Signs
002432342 | LETTER,SIGN | (B), Pressed Al, 40mm Wide, 22mm High, Black on Yellow, Ergon Dwg 995129-01 (scm) | Signs
002432334 | LETTER,SIGN | (A), Pressed Al, 40mm Wide, 22mm High, Black on Yellow, Ergon Dwg 995129-01 (scm) | Signs
000446256 | LETTER,SIGN | (A), Pressed Al, Plain, Dwg 22-A4-200 Rev B (P100) | Signs
000446442 | LETTER,SIGN | (S), Pressed Al, Plain, Dwg 22-A4-200 Rev B (P100) | Signs
000446426 | LETTER,SIGN | (P), Pressed Al, Plain, Dwg 22-A4-200 Rev B | Signs
002422913 | LEVEL,SPIRIT | Fragram, Folding Level with Protractor | Height Safety
000003250 | LEVER,MANUAL CONTROL | Charging, for Switchboard Type BV2, ETS 2010/0048/T, Sched 6.1.4 Item 5, Conneq iPower | Substation
000022276 | LID | Tote Box Lid, 645mm Lg, 413mm W, Polypropylene, suit Lamson Bin Size 10 | PPE, Hardware & Tools
000105036 | LID | Concrete, suit Pit Type PIT7, Marked Electric Cable | U/G Equipment
000104815 | LID,PIT | Type LP6 c/w Ergon Logo (scm) | U/G Equipment
002422210 | LID,PIT | For U/G Pit, Type P2, Concrete, Marked "ELECTRICITY REMOTE HV EARTH" | U/G Equipment
002438927 | LID,PIT | Cablemate Type 66, Polymer Concrete, 665 x 665mm, 24kg, AS 3996 Class A: Elec | U/G Equipment
000018151 | LID,PIT | Type 8, Galv Steel, 1310 x 498 x 48mm, u/w Type P8 Cable Pit Body (supplied in 2 pieces 655 x 498 x 48mm) | U/G Pits & Pillars
002422244 | LIFTER | Conductor Lifting Kit c/w 1x 1.2m Lifter 2x 2.4m Extension Sticks, 1x 1.8m Extension Sticks, 1x Carry Case | Electrical Test & Accsry Equip
002452811 | LIFTER | Universal Lifting Device, Ratchet Strap, Pole or Crossarm Mount, Lift Conductors, Crossarms | Hardware & Tools
002496669 | LIFTER | Transformer Lifting Beam, WLL 2.3t Frame to Dwg DC770, (1-5) Number Marked above each Lifting Eye & Hole Drilled for Inspection Tag, Painted Yellow NATA | Hardware & Tools
002497311 | LIFTER | Streetlight Lifting Device, WLL 800kg | Electrical Test & Accsry Equip
002497253 | LIFTER | Conductor Jib Base for Redmond Gary TL EWP, Al c/w Jib Bullet End Cap, suit 75mm (3") Fibreglass Stick, Dwg 901962-02 Modified Type | Live Line Equipment
002427961 | LIFTER | Conductor Holder, Self Aligning | Hardware & Tools
002496628 | LIFTER | Drum Lifter, Edge Style, 500kg WLL | Electrical Test & Accsry Equip
002407081 | LIFTER | Davis Starlifter, Cant Hook Style Device for Turning Poles, Raising Pole Head from Ground & Pulling Star Pickets | Tools & Equipment
002490274 | LIFTER,MANHOLE COVER | Gatic lifting kit, 2 x Long Handle Lid Lifters 1 x D (Short) Handle Lifter (Seal Cracker) 1 x Spanner, 1 x Scraper Knife, 2 x Roller Pipes, c/w Carry Bag | Hardware & Tools
000017141 | LIFTER,MANHOLE COVER | For Telstra Pit Covers, Sizes 2 to 8, 670mm Nom Lg, Zinc Plated Mild Steel Welded Assembly c/w Pull Release | Hardware & Tools
002475275 | LIFTING JIB | Strap Hoist Version, suit Little Mule or Lincoln/Lugall Units, to fit in 17m Redmond Gary EWP | Height Safety
002496677 | LIFTING JIB | EWP Pole Jib, suit Redmond Gary TL Model for LL Night Work | Height Safety
000030009 | LIGHT EMITTING DIODE | Single Globe, White, 8-48V AC/DC Range, BA9, Bayonet Cap, for 24V & 32V Applications | Substation Accessories
002403705 | LIGHT EMITTING DIODE | UP7-2479-G, Green, 24V DC, 20MA, Nominal Current, Bezel Mounting, 7.1mm Hole, 7mm Led | Substation
002403706 | LIGHT EMITTING DIODE | UP7-2479-R, Red, 24V DC, 20MA, Nominal Current, Bezel Mounting, 7.1mm Hole, 7mm Led | Substation
002403704 | LIGHT EMITTING DIODE | UP7-2479-A, Amber, 24V DC, 20MA, Nominal Current, Bezel Mounting, 7.1mm Hole, 7mm Led | Substation
000030006 | LIGHT EMITTING DIODE | Single Globe, Blue, 8-48V AC/DC Range, BA9, Bayonet Cap, for 24V & 32V Applications | Substation Accessories
002494565 | LIGHT EMITTING DIODE | Indicator Lamp, Single Chip, Red, 48V AC/DC, BA9s, MBC, for Network Connection Skid | Substation Batteries
002469831 | LIGHT EMITTING DIODE | Multi Chip, Blue, 130V AC/DC, BA9s, for 48V, 110V & 125V DC Applications | Substation
002469823 | LIGHT EMITTING DIODE | Multi Chip, Green, 130V AC/DC, BA9s, for 48V, 110V & 125V DC Applications | Substation
002469815 | LIGHT EMITTING DIODE | Multi Chip, Red, 130V AC/DC, BA9s, for 48V, 110V & 125V DC Applications | Substation
002469807 | LIGHT EMITTING DIODE | Multi Chip, White, 130V AC/DC, BA9s, for 48V, 110V & 125V DC Applications | Substation
000030008 | LIGHT EMITTING DIODE | Single Globe, Red, 8-48V AC/DC Range, BA9, Bayonet Cap, for 24V & 32V Applications | Substation Accessories
000030007 | LIGHT EMITTING DIODE | Single Globe, Green, 8-48V AC/DC Range, BA9, Bayonet Cap, for 24V & 32V Applications | Substation Accessories
002494540 | LIGHT EMITTING DIODE | Indicator Lamp, Single Chip, White, 48V AC/DC, BA9s, MBC, for Network Connection Skid | Substation Batteries
002494557 | LIGHT EMITTING DIODE | Indicator Lamp, Single Chip, Green, 48V AC/DC, BA9s, MBC, for Network Connection Skid | Substation Batteries
002429645 | LIGHT UNIT,PORTABLE | Inflatable Lamp, Light Tower 600W, 3m, Adjustable to 5m | Tools & Equipment
002471837 | LIGHT UNIT,PORTABLE | Milwaukee Folding Flood Light Kit, 4V, 550 Lumens, L4B2 Red Li Battery, USB Recharge Cable, Magnetic Base, 3 Mode Light Output, 210 Degree Rotation, | Hardware & Tools
000023854 | LIGHT UNIT,PORTABLE | Milwaukee LED Area Light, 18V, 1100 Lumens, M18 Red Li-Ion, Cordless, Octagonal Roll Cage, 222mm | Hardware & Tools
002487247 | LIGHT UNIT,PORTABLE | Milwaukee, 4V Pocket Flood Light Kit c/w 3.0Ah Red Lithium USB Rechargeable Battery & Charging Lead | Tools & Equipment
002490282 | LIGHT UNIT,PORTABLE | Milwaukee, Pivoting Area Light, 12V LED, 700 Lumens, 2.1A USB Output | Hardware & Tools
002496636 | LIGHT UNIT,PORTABLE | Milwaukee Neck Light Kit, 4V USB Rechargeable Battery, 400 Lumens | Hardware & Tools
000024948 | LIGHT UNIT,PORTABLE | Milwaukee, M18 LED Tripod Stand Light, 18V, 3-Mode Light Options, Low/Med/High 850/1300/2000 Lumens, 2.2m Max Extension Rotating Head, Skin Only | Hardware & Tools
002491173 | LIGHT,HOT LINE STICK | Milwaukee, REDLITHIUM, Utility Hot Stick Light, 4V, 3.0Ah Kit, USB Rechargeable, Twin Light, 350 Lumens | Hardware & Tools
000030001 | LIGHT,PANEL | Pilot, Convertor, White c/w Green LED, 90-140V, DC/DC, Round for Front Panel Mounting | Substation Accessories
000030000 | LIGHT,PANEL | Pilot, No LED, Full Voltage, Input Various Voltages, Round for Front Panel Mounting, LED not included | Substation Batteries
000030002 | LIGHT,PANEL | Pilot, Convertor, White c/w Red 6V LED, 90-140V, DC/DC, Round for Front Panel Mounting | Substation Accessories
002477891 | LIGHT,WARNING | Emergency Rescue, 16 LED, Yellow, Magnetic, c/w 9 Flash Patterns | Tools & Equipment
002475788 | LINE,WEED CUTTER | Trimmer Line, 2mm Dia, 45m Roll | Hardware & Tools
002407117 | LINER,SAFETY HELMET | Thermal Flame Retardant, Metal Eyelets Removed & Hole Sewn in Cotton | Hardware & Tools
002481117 | LINK | Linking Knife, suits 3-Way Link Pillar | U/G Pits & Pillars
000022119 | LINK | Link Single Plate, 120kN Min Failing, 100mm Hole Centres, Tongue-Tongue, for 70kN Fittings | Line Hardware
000104391 | LINK | Cu, for S/D 22kV & 11kV Pole Termination Dwg 22-A4-1055 Rev.D | O/Head Line
002484996 | LINK | Vertigroup VS3, 1250A Solid Link | U/G Equipment
002403956 | LINK | 4 Hole, 16mm2, Equiv Blue Point T1 | O/Head Line
000013023 | LINK,BRIDGING | 20A, Flat Copper HC , 60 x 12.5 x 1.5mm Nom Size, Suitably Shaped to fit a GEC SC32 Clip-In Type Fuseholder, suits Fuseholders FB20 & FB32 (P1) | Hardware & Tools
000017337 | LINK,BRIDGING | E-Link, Electrical Bridging, for Star Connection of Current Terminals, for Meter Test Block | Meters
002477842 | LINK,CHAIN,CONNECTING | Quick Link Maillon, Oval, 8mm, Steel, 35 kN | Height Safety
000104160 | LINK,COMPRESSION | 185mm2, Cu, Hex Die A/F 20.0mm (scm) (P20) | Line Hardware
002403955 | LINK,COMPRESSION | 300mm2 Cu Stranded Round Cable, Hex Die A/F 26.0mm Cu | Line Hardware
002434231 | LINK,COMPRESSION | Reducing, Cu, 35/16mm2, Hex Die AF 9.2mm/6.3mm Cu (scm) | Line Hardware
002403952 | LINK,COMPRESSION | Cu, 150mm2, (37/2.25) (P20) | Line Hardware
000158076 | LINK,COMPRESSION | 16mm2 Cu Stranded Round Cable, Hex Die A/F 6.3mm Cu (P50) | Line Hardware
002406151 | LINK,COMPRESSION | 50mm2 Cu Stranded Round Cable, Hex Die A/F 10.4mm Cu (P25) | Line Hardware
002406150 | LINK,COMPRESSION | 10mm2 Cu Stranded Round Cable, Hex Die A/F 5.7mm Cu (P50) | Line Hardware
002440345 | LINK,COMPRESSION | Cu, 630mm2, 114mm Lg, Crimp Die 40-370, Utilux | O/Head Line
000104489 | LINK,COMPRESSION | Cu, 37/.064, Hex Die A/F 13.0mm (Special Imperial) (Utilux H1465 only suitable item) (P25) (scm) | O/Head Line
002440337 | LINK,COMPRESSION | Cu, 800mm2, 230mm Lg, Crimp Die 40-432, Utilux | O/Head Line
002440329 | LINK,COMPRESSION | Bi-Metal, Reducing, 630mm2 Al to 400mm2 Cu, Utilux | O/Head Line
002403959 | LINK,COMPRESSION | 35mm2 Al Cable, use Al Hex Die A/F 9.0mm | Line Hardware
000157667 | LINK,COMPRESSION | Al, 95mm2 (19/2.52 - 37/1.78) | Line Hardware
002403954 | LINK,COMPRESSION | Cu, 240mm2, (61/2.25) | Line Hardware
000157657 | LINK,COMPRESSION | Al, 120mm2 (37/2.03) | O/Head Line
000157762 | LINK,COMPRESSION | 95mm2 Cu Stranded Round Cable, 37/1.78, Hex Die A/F 14.2mm Cu (P20) | Line Hardware
000157754 | LINK,COMPRESSION | 70mm2 Cu Stranded Round Cable, 19/2.14, Hex Die A/F 11.5mm Cu (P20) | Line Hardware
000157746 | LINK,COMPRESSION | Cu, 35mm2 (19/1.53) Hex Die A/F 9.2mm Cu (P25) (scm) | Line Hardware
000157738 | LINK,COMPRESSION | 25mm2 Cu Stranded Round Cable, Hex Die A/F 7.7mm Cu (P50) | Line Hardware
002405083 | LINK,COMPRESSION | Cu, 6mm2 Stranded Round Cable, Hex Die A/F 4.4mm Cu (P50) | Line Hardware
000157711 | LINK,COMPRESSION | 19/.044 (Imp) Cu, Stranded Round Cable, Hex Die A/F 7.0mm Cu (P50) | Line Hardware
000157789 | LINK,COMPRESSION | 120mm2 (37/203) (Utilux CK120) (P20) | Line Hardware
002404004 | LINK,COMPRESSION | Reducing, Cu, 35/25mm2 Hex Die A/F 9.2mm/7.7mm Cu | Line Hardware
000104206 | LINK,COMPRESSION | Reducing, Cu, 70mm2/35mm2, Cu, Hex Die A/F 11.5mm/9.2mm (scm) | Line Hardware
002407262 | LINK,EXTENSION | Mark 94, ETS 11-09-01 | Subtransmission
000104461 | LINK,EXTENSION | Galv ADSS | O/Head Line
002439651 | LINK,EXTENSION | Tongue-Tongue, 120kN, EE Dwg # 907224-06 (scm) | Subtransmission
002407263 | LINK,EXTENSION | Mark 95, ETS 11-09-01 | Subtransmission
000023903 | LINK,INLINE | Duckbill Lead, 1.2m Clear Cu Braid Cable 360A Cont Rated, Chance Duckbill to HD Dbl Bolt Palm Lug End Fitting, Dual Thick-walled Clear Heatshrink/Stress | Hardware & Tools
000023897 | LINK,INLINE | Temp 11kV, 600A Continous, Flathooks, Single Unit, c/w Arc Chute | Live Line Equipment
002499325 | LINK,INLINE | Replacement, HV Temporary Link, Arc Chute Assembly for Chance In-Line Switch c/w Load Break | Live Line Equipment
000023922 | LINK,INLINE | Temp 11kV, 600A Continous, Full Assembly w/o Leads, c/w Arc Chute & Customised Wooden Box, Set of 3 | Live Line Equipment
000023941 | LINK,INLINE | Temp 11kV, 600A Continous, Flathooks, Link Only, w/o Arc Chute, Hardware or Turnbuckle | Live Line Equipment
002438943 | LINK,INLINE | Temp LV, 250A Continuous c/w 0.75m Lg, 50mm2 Cu Lead, Clear Insulation Bolted to Link one end, Hand Clamp with Non-conductive Handle, min 30mm Jaw | Hardware & Tools
000023930 | LINK,INLINE | Ferrule Lead, 1.2m Clear Cu Braid Cable, 360A Cont Rated, Screw Ferrule for Duckbill Clamp to HD Dbl Bolt Palm Lug End Fitting, Dual Thick-walled Clear | Hardware & Tools
000023917 | LINK,INLINE | Stalk Lead, 1.2m Clear Cu Braid Cable, 360A Cont Rated, Tinned Cu 120mm2 Stalk Lug to HD Dbl Bolt Palm Lug End Fitting, Dual Thick-walled Clear Heatshrink/ | Hardware & Tools
000023914 | LINK,INLINE | Temp 11kV, 600A Continous, Full assembly Flathooks, Ratchet Turnbuckle, Clevis & Shackles, w/o Arc Chute | Hardware & Tools
002406173 | LINK,NEUTRAL | Neutral Link Federal 100 L10 or Equiv | U/G Equipment
000023887 | LINK,STRESS | Replacement Stress Link, for Lugall Webbing Strap Serial Hoists, Silver | Hardware & Tools
002407274 | LINK,TENSION | Sag Adjustable Link, 160kN, ETS 11-09-01 | Line Hardware
002407258 | LINK,TENSION | Sag Adjustable Link, 120kN, ETS 11-09-01 | Forged Fittings
002472116 | LIPSTICK,ANTICHAP | EGO Sunsense Lip Balm; 15g; SPF50+ 4hr water resistant; Contains Oxybenzone | PPE, Hardware & Tools
000014654 | LIPSTICK,ANTICHAP | Blistex Ultra; Intensive Protection From Sun, Wind & Cold; Moisturises Dry Chapped Lips; Spf 50 + Broad Spectrum protection. | PPE, Hardware & Tools
002427987 | LOAD CELL | Transducer, Tech LBC Series 500, LoadCell Button c/w Hand Held Load Meter HH4-WT-5C Display & Plug, LoadCell to be supplied with NATA Certified Calibration | Hardware & Tools
002429611 | LOCATOR | (EMS) Electronic Marker System c/w Carry Case | Hardware & Tools
002407010 | LOCATOR | Ridgid Model 21893-SR20, Locator Kit, 10Hz - 35Hz c/w ST-305 Transmitter & 4" Induction Clamp | Hardware & Tools
000104450 | LOCKING ASSEMBLY | Locking Dog | Hardware & Tools
002463255 | LOCKNUT | 24mm, Plastic, Black, Hino JO8 Electrical Parts | Remote Generation
002497642 | LOCKNUT | Replacement Part, Lock Nut, Quick Release, for Milwaukee 125mm Battery Grinder | Tools & Equipment
000024179 | LOCKOUT DEVICE | Lock, Handle & Hasp, 3 Point Locking System, c/w S/Steel Rods, S/Steel Handle S/Steel Lock & Hasp, for Padmount Transformers (Rect & Sq) | Distribution Transformers
000020796 | LOCKOUT DEVICE | Universal Circuit Breaker Lockout Device u/w LV CB Lock off, Pack of 1 | Hardware & Tools
002471258 | LOCKOUT DEVICE | Recloser Locking Device, N-Series ACR Trip Lever Inhibitor, 4mm 304 2b S/Steel Welded Assy, Natural Finish | Stainless Steel
002455095 | LOCKOUT KIT,PORTABLE | Electrical Lockout Kit, Large, suit a range of Tag & Lockout applications in the workplace | Hardware & Tools
002433381 | LOUVRE,LIGHT | Anti-Glare, Watchman Lighting Attachment Concentric Type, Clip or Screw Mtg Steel Painted Black (scm) | Street Lights
002433373 | LOUVRE,LIGHT | Anti-Glare, Pedestrian Crossing Floodlight Attachment, Wide Beam, 400W HP Sodium, JTS 05-01-01, JBP 2010/0444/T (scm) | Street Lights
000104390 | LOUVRE,LIGHT | Anti-Glare, Replacement Diffuser c/w Front & Rear Shields, for Sylvania Roads Luminaries 400W HPS Only, Road Visor SCO HI-TMP Spare Glare (scm) | Street Lights
002496685 | LOUVRE,LIGHT | StreetLED2, for Reduced Road Reserve Width, suits StreetLED MkII | Street Lights
000104389 | LOUVRE,LIGHT | Anti-Glare, Replacement Diffuser c/w Front & Rear Shields, for Sylvania Roads Luminaries 250W HPS Max Power, Road Visor SCO Spare Glare (P10) | Street Lights
002489417 | LOUVRE,LIGHT | StreetLED3, for Reduced Road Reserve Width, suits StreetLED MkIII | Street Lights
002464386 | LUBRICANT | Lanotec, HD Lanolin, 300g Aerosol, Light Brown Liquid, Water Proofing Preservative, Lubricant & Anti-Corrosion Agent, Do Not use on Locks, Pack of 12 | Hardware & Tools
000032905 | LUBRICANT | Maxi-Lube Silicone Compound Grease, 500g | General Hardware
000023823 | LUBRICANT | CRC 808 Silicone Multi-Service Spray, 330g Aerosol, for Lubricating Fibreglass Booms on EWPS | Hardware & Tools
002464378 | LUBRICANT | CRC Electrical Silicone Multi-Use Lubricant, 300g Aerosol | Remote Generation
002403766 | LUBRICANT,CABLE PULLING | 10L, Polymer Glycol Based Water Lubricant, Green, Hand Applicable Gel, Safe for use on all Cable Sheaths | Hardware & Tools
002404394 | LUBRICANT,CABLE PULLING | 200L Drum | U/G Equipment
000023020 | LUBRICANT,DRY | Lubricating Powder, Graphite, Puffer Pack with Nossle, Keyholes, Pack of 30, Protects locks against sticking | General Hardware
000010964 | LUBRICATING GUN,HAND | Flexible Hose & Fitting, One Hand Operation, suit Bulk or Cartridge Grease | PPE, Hardware & Tools
002473742 | LUBRICATING OIL | INOX-MX3 Lubricant, Anti-Corrosion, Anti-Moisture Penetrating Oil, 100g Aerosol, Protects locks against sticking | Dangerous Goods
002405059 | LUBRICATING OIL,GENERAL PURPOSE | Underground Cable, Aqualube Type G, 20L Drum | U/G Equipment
002404712 | LUBRICATING OIL,GENERAL PURPOSE | Badu | P/Stn Fuel
000104178 | LUBRICATING OIL,GENERAL PURPOSE | Bedourie (Diesel) (LUB3) | P/Stn Fuel
002404714 | LUBRICATING OIL,GENERAL PURPOSE | Boigu | P/Stn Fuel
002401976 | LUBRICATING OIL,GENERAL PURPOSE | Burketown | P/Stn Fuel
000104204 | LUBRICATING OIL,GENERAL PURPOSE | Jundah | P/Stn Fuel
002404719 | LUBRICATING OIL,GENERAL PURPOSE | Hammond | P/Stn Fuel
002404724 | LUBRICATING OIL,GENERAL PURPOSE | Gununa | P/Stn Fuel
002404718 | LUBRICATING OIL,GENERAL PURPOSE | Doomadgee | P/Stn Fuel
002404717 | LUBRICATING OIL,GENERAL PURPOSE | Dauan | P/Stn Fuel
002404716 | LUBRICATING OIL,GENERAL PURPOSE | Darnley | P/Stn Fuel
002404708 | LUBRICATING OIL,GENERAL PURPOSE | Coen | P/Stn Fuel
002404715 | LUBRICATING OIL,GENERAL PURPOSE | Coconut | P/Stn Fuel
002401975 | LUBRICATING OIL,GENERAL PURPOSE | Camooweal | P/Stn Fuel
002404728 | LUBRICATING OIL,GENERAL PURPOSE | Saibai | P/Stn Fuel
002404727 | LUBRICATING OIL,GENERAL PURPOSE | Pormpuraaw | P/Stn Fuel
002404726 | LUBRICATING OIL,GENERAL PURPOSE | Palm Island | P/Stn Fuel
002404725 | LUBRICATING OIL,GENERAL PURPOSE | Murray | P/Stn Fuel
002404733 | LUBRICATING OIL,GENERAL PURPOSE | Mapoon | P/Stn Fuel
002404723 | LUBRICATING OIL,GENERAL PURPOSE | Mabuiag | P/Stn Fuel
002404722 | LUBRICATING OIL,GENERAL PURPOSE | Lockhart | P/Stn Fuel
002404721 | LUBRICATING OIL,GENERAL PURPOSE | Kubin | P/Stn Fuel
002404720 | LUBRICATING OIL,GENERAL PURPOSE | Kowanyama | P/Stn Fuel
002422616 | LUBRICATING OIL,GENERAL PURPOSE | for OTSI (Outer Torres Strait Islands) | P/Stn Fuel
002404732 | LUBRICATING OIL,GENERAL PURPOSE | Yorke | P/Stn Fuel
002404731 | LUBRICATING OIL,GENERAL PURPOSE | Yam | P/Stn Fuel
000104205 | LUBRICATING OIL,GENERAL PURPOSE | Windorah | P/Stn Fuel
002404710 | LUBRICATING OIL,GENERAL PURPOSE | Wasaga | P/Stn Fuel
002404730 | LUBRICATING OIL,GENERAL PURPOSE | Warraber | P/Stn Fuel
002404734 | LUBRICATING OIL,GENERAL PURPOSE | Thursday Island (Marine grade) | P/Stn Fuel
002404709 | LUBRICATING OIL,GENERAL PURPOSE | Thursday Island (Multigrade) | P/Stn Fuel
002404729 | LUBRICATING OIL,GENERAL PURPOSE | Stephen | P/Stn Fuel
000186032 | LUBRICATING OIL,GENERAL PURPOSE | For Underground Cable, 5L Containers, Aqualube Type | U/G Accessories
002401974 | LUBRICATING OIL,GENERAL PURPOSE | Boulia | P/Stn Fuel
000104179 | LUBRICATING OIL,GENERAL PURPOSE | Birdsville(Diesel) (LUB3) | P/Stn Fuel
002404713 | LUBRICATING OIL,GENERAL PURPOSE | Bamaga | P/Stn Fuel
002404711 | LUBRICATING OIL,GENERAL PURPOSE | Aurukun | P/Stn Fuel
002403402 | LUBRICATING OIL,GENERAL PURPOSE | General Purpose, Chain Saw Lubricating Bar 20L Drum | General Hardware
000104181 | LUBRICATING OIL,GENERAL PURPOSE | Birdsville (Gas) (LUB2) | P/Stn Fuel
002473072 | MAGNET | Blank, Large, 480 x 230 x 0.8mm, White | Signs
002473080 | MAGNET | Blank, Small, 150 x 90 x 0.8mm, White | Signs
002454866 | MAGNET,PERMANENT | Test & Reset Magnet, 30 x 110mm, Sun Fitting for Link Stick use, for Horstmann Navigator, Smart & Regular Versions | Protection
000024293 | MAINTENANCE KIT,ELECTRONIC EQUIPMENT | Phase Identification Kit c/w 2 x Phase Id Non-Contact Receivers, 1 x Phase Id Transmitter & Accessory Lead Set, in Carry Bag, for LV use only | Electrical Test & Accsry Equip
002427920 | MAINTENANCE PLATFORM | EWP Washdown/Test | Tools & Equipment
002485761 | MANHOLE TOP ASSEMBLY | Footpath Access, Explosion Mitigation, Vented Cover, Class B, 750 x 750mm Clr Opening, Unfilled Black Ductile Iron & Frame, 80kN Load Capacity, Marked with | U/G Pits & Pillars
002483154 | MANHOLE TOP ASSEMBLY | Footpath Access, Explosion Mitigation, 2 Part Cover, Class B, 750 x 1245mm Clr Opening, Unfilled Black Ductile Iron & Frame, 80kN Load Capacity, 50mm Timber | U/G Pits & Pillars
002486546 | MANHOLE TOP ASSEMBLY | Footpath Access, Explosion Mitigation, 2 Single Cover, Class B, 750 x 750mm Clr Opening, S/Steel Mesh & Frame, 80kN Load Capacity, 50mm marked with ELECTRICITY | U/G Pits & Pillars
002483337 | MANHOLE TOP ASSEMBLY | Footpath Access, Explosion Mitigation, 2 Part Cover, Class B, 750 x 1245mm Clr Opening, S/Steel Mesh & Frame, 80kN Load Capacity, 50mm Marked with ELECTRICITY | U/G Pits & Pillars
002471977 | MARKER | Bundle Box Indicator, Black c/w Reflective Tape, Acrylic UV Stable, for LV Tie Point Identification (scm) | O/Head Line
002472017 | MARKER | Bundle Box Indicator, Green, Acrylic UV Stable, 200A Engraved, for Fuse Size Identification (scm) | O/Head Line
002472009 | MARKER | Bundle Box Indicator, Blue, Acrylic UV Stable, 160A Engraved, for Fuse Size Identification (scm) | O/Head Line
002471993 | MARKER | Bundle Box Indicator, Grey, Acrylic UV Stable, 125A Engraved, for Fuse Size Identification (scm) | O/Head Line
002471985 | MARKER | Bundle Box Indicator, White, Acrylic UV Stable, 100A Engraved, for Fuse Size Identification (scm) | O/Head Line
002472025 | MARKER | Bundle Box Indicator, Yellow, Acrylic UV Stable, 250A Engraved, for Fuse Size Identification (scm) | O/Head Line
002472033 | MARKER | Bundle Box Indicator, Orange, Acrylic UV Stable, 315A Engraved, for Fuse Size Identification (scm) | O/Head Line
000021448 | MARKER STRIP | Type ZB8, Number 1 to 10, Vertical, White, suit Terminal Block 8.2mm W, Pack of 10 | Hardware & Tools
000021450 | MARKER STRIP | Type ZB8, Number 21 to 30, Vertical, White, suit Terminal Block 8.2mm W, Pack of 10 | Hardware & Tools
000021453 | MARKER STRIP | Type ZB10, Number 1 to 10, Vertical, White, suit Terminal Block 10.2mm W, Pack of 10 | Hardware & Tools
000021456 | MARKER STRIP | Type ZB10, Number 31 to 40, Vertical, White, suit Terminal Block 10.2mm W, Pack of 10 | Hardware & Tools
000021454 | MARKER STRIP | Type ZB10, Number 11 to 20, Vertical, White, suit Terminal Block 10.2mm W, Pack of 10 | Hardware & Tools
000021451 | MARKER STRIP | Type ZB8, Number 31 to 40, Vertical, White, suit Terminal Block 8.2mm W, Pack of 10 | Hardware & Tools
002496909 | MARKER STRIP | Group Marker Carrier, V7 Terminal, Snap-On, Markable to Identify Groups of Terminals | Remote Generation
000021457 | MARKER STRIP | Type ZB10, Number 41 to 50, Vertical, White, suit Terminal Block 10.2mm W, Pack of 10 | Hardware & Tools
000021455 | MARKER STRIP | Type ZB10, Number 21 to 30, Vertical, White, suit Terminal Block 10.2mm W, Pack of 10 | Hardware & Tools
000021452 | MARKER STRIP | Type ZB8, Number 41 to 50, Vertical, White, suit Terminal Block 8.2mm W, Pack of 10 | Hardware & Tools
000021449 | MARKER STRIP | Type ZB8, Number 11 to 20, Vertical, White, suit Terminal Block 8.2mm W, Pack of 10 | Hardware & Tools
002497048 | MARKER STRIP | Type ZB8, Number 51 to 60, Vertical, White, suit Terminal Block 8.2mm W, Pack of 10 | Hardware & Tools
002497055 | MARKER STRIP | Type ZB8, Number 61 to 70, Vertical, White, suit Terminal Block 8.2mm W, Pack of 10 | Hardware & Tools
002405310 | MARKER,AIRCRAFT WARNING | 300mm Dia, Yellow c/w Mounting Preforms, suit Conductor Dia of 10.0-12.99mm, 3/2.75 SC/AC & Mars (P2) | O/Head Line
002461416 | MARKER,AIRCRAFT WARNING | 185mm Dia Sphere, suit 4.5mm to 47mm Cable (scm) | O/Head Line
002405293 | MARKER,AIRCRAFT WARNING | 300mm Dia, Red c/w Mounting Preforms, suit Conductor Dia of 10.0-12.99mm, 3/2.75 SC/AC & Mars (P2) | O/Head Line
000453084 | MARKER,IDENTIFICATION | Pressure Sensitive Vinyl, 190 x 40mm, Legend "METERED" 20mm H, Black Text on White Retroreflective B/Ground, AS1744 | Signs
002479038 | MARKER,IDENTIFICATION | Pressure Sensitive Vinyl, 40 x 38mm, Legend "LP35" 20 x 6.5mm, Black Text on White B/Ground, Sht of 40 | Signs
002479046 | MARKER,IDENTIFICATION | Pressure Sensitive Vinyl, 40 x 38mm, Legend "LP35 3K" 20 x 6.5mm, Black Text on White B/Ground, Sht of 40 | Signs
002479053 | MARKER,IDENTIFICATION | Pressure Sensitive Vinyl, 40 x 38mm, Legend "LP21" 20 x 6.5mm, Black Text on White B/Ground, Sht of 40 | Signs
002481604 | MARKER,IDENTIFICATION | Pressure Sensitive Vinyl, 40 x 38mm, Legend "LP21 3K"" 20 x 6.5mm, Black Text on White B/Ground, Sht of 40 | Signs
000030343 | MARKER,INSERT | Type MC612PA, Preprinted: 1->10 (x10), Vertical Card, 6.0mm Spacing, White, Polycarbonate, Terminal Block Accessory | Substation Accessories
000030328 | MARKER,INSERT | Type MC612PA, Preprinted: 21->30 (x10), Horizontal Card, 6.0mm Spacing, White, Polycarbonate, Terminal Block Accessory | Substation Accessories
000030418 | MARKER,INSERT | Type MC812PA, Preprinted: 31->40 (x10), Horizontal Card, 8mm Spacing, White, Polycarbonate, Terminal Block Accessory | Substation Accessories
000030423 | MARKER,INSERT | Type MC812PA, Preprinted: 81->90 (x10), Horizontal Card, 8mm Spacing, White, Polycarbonate, Terminal Block Accessory | Substation Accessories
002468791 | MARKER,INSERT | Type MC512PA, Preprinted: 81->90 (x10), Vertical Card, 5.2mm Spacing, White, Polycarbonate, Terminal Block Accessory | Substation Accessories
000030432 | MARKER,INSERT | Type MC812PA, Preprinted: 81->90 (x10), Vertical Card, 8mm Spacing, White, Polycarbonate, Terminal Block Accessory | Substation Accessories
000030431 | MARKER,INSERT | Type MC812PA, Preprinted: 71->80 (x10), Vertical Card, 8mm Spacing, White, Polycarbonate, Terminal Block Accessory | Substation Accessories
000030422 | MARKER,INSERT | Type MC812PA, Preprinted: 71->80 (x10), Horizontal Card, 8mm Spacing, White, Polycarbonate, Terminal Block Accessory | Substation Accessories
000030427 | MARKER,INSERT | Type MC812PA, Preprinted: 31->40 (x10), Vertical Card, 8mm Spacing, White, Polycarbonate, Terminal Block Accessory | Substation Accessories
000030417 | MARKER,INSERT | Type MC812PA, Preprinted: 21->30 (x10), Horizontal Card, 8mm Spacing, White, Polycarbonate, Terminal Block Accessory | Substation Accessories
000030428 | MARKER,INSERT | Type MC812PA, Preprinted: 41->50 (x10), Vertical Card, 8mm Spacing, White, Polycarbonate, Terminal Block Accessory | Substation Accessories
000030416 | MARKER,INSERT | Type MC812PA, Preprinted: 11->20 (x10), Horizontal Card, 8mm Spacing, White, Polycarbonate, Terminal Block Accessory | Substation Accessories
000030342 | MARKER,INSERT | Type MC512PA, Preprinted: 61->70 (x10), Vertical Card, 5.2mm Spacing, White, Polycarbonate, Terminal Block Accessory | Substation Accessories
000030419 | MARKER,INSERT | Type MC812PA, Preprinted: 41->50 (x10), Horizontal Card, 8mm Spacing, White, Polycarbonate, Terminal Block Accessory | Substation Accessories
000030430 | MARKER,INSERT | Type MC812PA, Preprinted: 61->70 (x10), Vertical Card, 8mm Spacing, White, Polycarbonate, Terminal Block Accessory | Substation Accessories
000030426 | MARKER,INSERT | Type MC812PA, Preprinted: 21->30 (x10), Vertical Card, 8mm Spacing, White, Polycarbonate, Terminal Block Accessory | Substation Accessories
000030429 | MARKER,INSERT | Type MC812PA, Preprinted: 51->60 (x10), Vertical Card, 8mm Spacing, White, Polycarbonate, Terminal Block Accessory | Substation Accessories
002468809 | MARKER,INSERT | Type MC512PA, Preprinted: 91->100 (x10), Vertical Card, 5.2mm Spacing, White, Polycarbonate, Terminal Block Accessory | Substation Accessories
000030421 | MARKER,INSERT | Type MC812PA, Preprinted: 61->70 (x10), Horizontal Card, 8mm Spacing, White, Polycarbonate, Terminal Block Accessory | Substation Accessories
000030420 | MARKER,INSERT | Type MC812PA, Preprinted: 51->60 (x10), Horizontal Card, 8mm Spacing, White, Polycarbonate, Terminal Block Accessory | Substation Accessories
000030349 | MARKER,INSERT | Type MC612PA, Preprinted: 61->70 (x10), Vertical Card, 6.0mm Spacing, White, Polycarbonate, Terminal Block Accessory | Substation Accessories
000030415 | MARKER,INSERT | Type MC812PA, Preprinted: 1->10 (x10), Horizontal Card, 8mm Spacing, White, Polycarbonate, Terminal Block Accessory | Substation Accessories
002468817 | MARKER,INSERT | Type MC512PA, Preprinted: 71->80 (x10), Horizontal Card, 5.2mm Spacing, White, Polycarbonate, Terminal Block Accessory | Substation Accessories
002468825 | MARKER,INSERT | Type MC512PA, Preprinted: 81->90 (x10), Horizontal Card, 5.2mm Spacing, White, Polycarbonate, Terminal Block Accessory | Substation Accessories
002468833 | MARKER,INSERT | Type MC512PA, Preprinted: 91->100 (x10), Horizontal Card, 5.2mm Spacing, White, Polycarbonate, Terminal Block Accessory | Substation Accessories
000030403 | MARKER,INSERT | Type MC612PA, Preprinted: 111->120 (x10) Vertical Card, 6.0mm Spacing, White, Polycarbonate, Terminal Block Accessory | Substation Accessories
000030402 | MARKER,INSERT | Type MC612PA, Preprinted: 101->110 (x10) Vertical Card, 6.0mm Spacing, White, Polycarbonate, Terminal Block Accessory | Substation Accessories
000030351 | MARKER,INSERT | Type MC612PA, Preprinted: 81->90 (x10), Vertical Card, 6.0mm Spacing, White, Polycarbonate, Terminal Block Accessory | Substation Accessories
000030346 | MARKER,INSERT | Type MC612PA, Preprinted: 31->40 (x10), Vertical Card, 6.0mm Spacing, White, Polycarbonate, Terminal Block Accessory | Substation Accessories
000030340 | MARKER,INSERT | Type MC512PA, Preprinted: 41->50 (x10), Vertical Card, 5.2mm Spacing, White, Polycarbonate, Terminal Block Accessory | Substation Accessories
002468783 | MARKER,INSERT | Type MC512PA, Preprinted: 71->80 (x10), Vertical Card, 5.2mm Spacing, White, Polycarbonate, Terminal Block Accessory | Substation Accessories
000030344 | MARKER,INSERT | Type MC612PA, Preprinted: 11->20 (x10), Vertical Card, 6.0mm Spacing, White, Polycarbonate, Terminal Block Accessory | Substation Accessories
000030329 | MARKER,INSERT | Type MC612PA, Preprinted: 31->40 (x10), Horizontal Card, 6.0mm Spacing, White, Polycarbonate, Terminal Block Accessory | Substation Accessories
000030327 | MARKER,INSERT | Type MC612PA, Preprinted: 11->20 (x10), Horizontal Card, 6.0mm Spacing, White, Polycarbonate, Terminal Block Accessory | Substation Accessories
000030321 | MARKER,INSERT | Type MC512PA, Preprinted: 21->30 (x10), Horizontal Card, 5.2mm Spacing, White, Polycarbonate, Terminal Block Accessory | Substation Accessories
000030323 | MARKER,INSERT | Type MC512PA, Preprinted: 41->50 (x10), Horizontal Card, 5.2mm Spacing, White, Polycarbonate, Terminal Block Accessory | Substation Accessories
000030424 | MARKER,INSERT | Type MC812PA, Preprinted: 1->10 (x10), Vertical Card, 8mm Spacing, White, Polycarbonate, Terminal Block Accessory | Substation Accessories
000030350 | MARKER,INSERT | Type MC612PA, Preprinted: 71->80 (x10), Vertical Card, 6.0mm Spacing, White, Polycarbonate, Terminal Block Accessory | Substation Accessories
000030348 | MARKER,INSERT | Type MC612PA, Preprinted: 51->60 (x10), Vertical Card, 6.0mm Spacing, White, Polycarbonate, Terminal Block Accessory | Substation Accessories
000030335 | MARKER,INSERT | Type MC612PA, Preprinted: 91->100 (x10), Horizontal Card, 6.0mm Spacing, White, Polycarbonate, Terminal Block Accessory | Substation Accessories
000030338 | MARKER,INSERT | Type MC512PA, Preprinted: 21->30 (x10), Vertical Card, 5.2mm Spacing, White, Polycarbonate, Terminal Block Accessory | Substation Accessories
000030324 | MARKER,INSERT | Type MC512PA, Preprinted: 51->60 (x10), Horizontal Card, 5.2mm Spacing, White, Polycarbonate, Terminal Block Accessory | Substation Accessories
000030332 | MARKER,INSERT | Type MC612PA, Preprinted: 61->70 (x10), Horizontal Card, 6.0mm Spacing, White, Polycarbonate, Terminal Block Accessory | Substation Accessories
000030330 | MARKER,INSERT | Type MC612PA, Preprinted: 41->50 (x10), Horizontal Card, 6.0mm Spacing, White, Polycarbonate, Terminal Block Accessory | Substation Accessories
000030319 | MARKER,INSERT | Type MC512PA, Preprinted: 1->10 (x10), Horizontal Card, 5.2mm Spacing, White, Polycarbonate, Terminal Block Accessory | Substation Accessories
000030325 | MARKER,INSERT | Type MC512PA, Preprinted: 61->70 (x10), Horizontal Card, 5.2mm Spacing, White, Polycarbonate, Terminal Block Accessory | Substation Accessories
000030425 | MARKER,INSERT | Type MC812PA, Preprinted: 11->20 (x10), Vertical Card, 8mm Spacing, White, Polycarbonate, Terminal Block Accessory | Substation Accessories
000030334 | MARKER,INSERT | Type MC612PA, Preprinted: 81->90 (x10), Horizontal Card, 6.0mm Spacing, White, Polycarbonate, Terminal Block Accessory | Substation Accessories
000030317 | MARKER,INSERT | Type MC512, Blank, Horizontal Card, 5.2mm Spacing, White, Polycarbonate, Terminal Block Accessory | Substation Accessories
000030352 | MARKER,INSERT | Type MC612PA, Preprinted: 91->100 (x10), Vertical Card, 6.0mm Spacing, White, Polycarbonate, Terminal Block Accessory | Substation Accessories
000030322 | MARKER,INSERT | Type MC512PA, Preprinted: 31->40 (x10), Horizontal Card, 5.2mm Spacing, White, Polycarbonate, Terminal Block Accessory | Substation Accessories
000030347 | MARKER,INSERT | Type MC612PA, Preprinted: 41->50 (x10), Vertical Card, 6.0mm Spacing, White, Polycarbonate, Terminal Block Accessory | Substation Accessories
000030318 | MARKER,INSERT | Type MC612, Blank, Horizontal Card, 6.0mm Spacing, White, Polycarbonate, Terminal Block Accessory | Substation Accessories
000030326 | MARKER,INSERT | Type MC612PA, Preprinted: 1->10 (x10), Horizontal Card, 6.0mm Spacing, White, Polycarbonate, Terminal Block Accessory | Substation Accessories
000030341 | MARKER,INSERT | Type MC512PA, Preprinted: 51->60 (x10), Vertical Card, 5.2mm Spacing, White, Polycarbonate, Terminal Block Accessory | Substation Accessories
000030333 | MARKER,INSERT | Type MC612PA, Preprinted: 71->80 (x10), Horizontal Card, 6.0mm Spacing, White, Polycarbonate, Terminal Block Accessory | Substation Accessories
000030331 | MARKER,INSERT | Type MC612PA, Preprinted: 51->60 (x10), Horizontal Card, 6.0mm Spacing, White, Polycarbonate, Terminal Block Accessory | Substation Accessories
000030339 | MARKER,INSERT | Type MC512PA, Preprinted: 31->40 (x10), Vertical Card, 5.2mm Spacing, White, Polycarbonate, Terminal Block Accessory | Substation Accessories
000030345 | MARKER,INSERT | Type MC612PA, Preprinted: 21->30 (x10), Vertical Card, 6.0mm Spacing, White, Polycarbonate, Terminal Block Accessory | Substation Accessories
000030337 | MARKER,INSERT | Type MC512PA, Preprinted: 11->20 (x10), Vertical Card, 5.2mm Spacing, White, Polycarbonate, Terminal Block Accessory | Substation Accessories
000030336 | MARKER,INSERT | Type MC512PA, Preprinted: 1->10 (x10), Vertical Card, 5.2mm Spacing, White, Polycarbonate, Terminal Block Accessory | Substation Accessories
000030320 | MARKER,INSERT | Type MC512PA, Preprinted: 11->20 (x10), Horizontal Card, 5.2mm Spacing, White, Polycarbonate, Terminal Block Accessory | Substation Accessories
002479285 | MARKER,LOCATION | Pillar Warning Pole, 1.32m Lg, 32mm Dia, PVC, Hi-Vis, Temporarily replaces Pillar D-Bolt, Rotates Freely with Pin Removed, for visual warning of overgrown Pillar | U/G Pits & Pillars
000152574 | MARKER,LOCATION,INDUCTIVE | Ballmarker, 4 Inch, Power Red | U/G Equipment
002429843 | MARKER,TRAFFIC | Traffic Cone, Fluro Orange, 700mm, Reflective Centre Qld Transport 3.9.2.2 | PPE, Hardware & Tools
002403400 | MARKER,TRAFFIC | Traffic Cone, Fluro Orange, 450mm, Reflective Centre Qld Transport 3.9.2.2 | Tools & Equipment
002465524 | MARKER,TUBE TYPE | Artline 17, Permanent Marker, Black (P12) | Remote Generation
002473478 | MARKER,WARNING | Powerline Marker, Mini Size, 3D Vane, Red & White UV Stabilised Plastic c/w High-Vis Reflectors, Eye Ring Fitting, Bearing (scm) (SMALL) | Line Hardware
002499119 | MARKER,WARNING | Bulldog Traffic Cones, Lime Green, 450mm H, No Go Zone Cones c/w Red Reflective Strip, NOT TO BE USED FOR TRAFFIC DELINIATION | Signs
002461523 | MARKER,WARNING | Lightweight Orange Vinyl Marker, for use on 33kV or Lower, 30cm2,c/w Green Reflector & Universal SnapClamp, Used to Increase Visibility of HV Lines, for | Signs
002490985 | MARKER,WARNING | Lightweight Orange Vinyl Marker, for use on 66kV or above, 30cm2, c/w Green Reflector & Universal SnapClamp, Used to Increase Visibility of HV Lines, For | Signs
000024927 | MASK,AIR FILTERING | Sunstroms SR200 Repository Protection Heavy Duty Use, Fulltime Exposure, Long Term Work in Areas Requiring High Protection LVLS, SSGIS Application Only | HS & PPE
001843587 | MASK,AIR FILTERING | Type P2, Disposable Respirator, Valved, White, protects against Dust, Mist & Fumes | PPE, Hardware & Tools
000021838 | MASK,AIR FILTERING | Disposable, Surgical Cup Type Mask, KN95, for Influenza Strain Type Symptoms | PPE, Hardware & Tools
002492791 | MASK,AIR FILTERING | Respirator Disposable P2 3030V Cupped Valved | PPE, Hardware & Tools
002492783 | MASK,AIR FILTERING | Respirators Disposable P2V Flat Fold Trident | PPE, Hardware & Tools
002481034 | MASK,SURGICAL | Disposable, Surgical Blue/White Mask, 3 Ply, Horizontal Flat Fold, Box 50 | HS & PPE
002476091 | MAT,INSULATING | LV, Insulated Cover, 900 x 900 x 1.6mm, 1000V Insulated Mat (Reinforced) Conforms with AS4202, Assetted & Barcoded. | Hardware & Tools
002402664 | MAT,INSULATING | LV Safety Matting, Class 0, 900 x 900mm, 6mm Thk, Dwg 28454-A3 for mat markings | PPE, Hardware & Tools
002427433 | MAT,LANDING | Soil, HD Vinyl c/w Webbing Reinforcing & Lifting Loops, Manual Handling Only, for Soil Containment on Footpaths During Minor Excavations around Treated Poles, | Tools & Equipment
002437945 | MAT,LANDING | Earth, 1486 x 858mm, Galv Steel, Mesh 50 x 50mm, Dwg EESS-10031-04 | Hardware & Tools
002430395 | MAT,LANDING | Access Ground Protection, Versadeck, 2000 x 1000 x 12mm, Checker Plate Pattern, Pattern on Top & Bottom, Yellow, Hand Grips on Each Side | Tools & Equipment
002496479 | MEMORY CARD | Flash, USB 2.0, HSFD, 16Gb Programed for each PME, DAS & MCE, Cape River East StatCom | Substation Accessories
002496503 | MEMORY CARD | Compact Flash, 4Gb Minimum Programed for each PME, Cape River East StatCom | Substation Accessories
002488153 | MEMORY,PORTABLE | WD Blue, 500GB, SATA SSD M.2 2280, Key M, for Intel NUC Rugged Chassis Element | Communications
002488138 | MEMORY,PORTABLE | WD Green, 240GB, SATA SSD M.2 2280, Key M, for Intel NUC Rugged Chassis Element | Communications
002488203 | MEMORY,PORTABLE | NVMe PCIex4, 250GB, SSD M.2 2280, Key M, for Intel NUC Rugged Chassis Element | Communications
002488146 | MEMORY,PORTABLE | WD Green, 480GB, SATA SSD M.2 2280, Key M, for Intel NUC Rugged Chassis Element | Communications
002477404 | MEMORY,PORTABLE | MD303 Flash Storage, 8GB-512GB | Substation Automated Systems
002487254 | MESH,FIRE | Intumescent Fireproof Wrap, 0.9 x 15m Roll, for Wood Poles, for Bushfire Mitigation | O/Head Line
002459147 | METAL CLEANER & RUST REMOVER | Yield, Prenetraing Release Agent, Loosens Rust & Corrosion, Cleans Grease, Dirt & Sludge *Not for Circuit Breaker Mechanisms* | PPE, Hardware & Tools
002459337 | METEOROLOGICAL STATION KIT | Weather Station c/w items such as Anemometer, Thermometer, Pyranometer, Wind Direction Detector, Enclosures, Mounting Equip | Substation
000105003 | METER | Digital Earth Resistance Tester, LCD, IP67 Rated, 0-2000 OHM | Hardware & Tools
000024171 | METER | AFLC Meter, "DINGO", for Measuring Audio Frequency Signal Strength on Distribution Networks | Hardware & Tools
000022016 | METER | Clamp-On Type, True RMS AC 0-400V & 0-400mA DC, 0-30A, Max/Min Hold, Max Conductor 23mm Dia, Cat II 600V & Cat III 600V, 1m Lg Red/Blk Test Leads | Hardware & Tools
002418697 | METER | Insulation & Continuity Test 10kV, Min of Cat III 600V | Hardware & Tools
000022604 | METER | Phase Rotation Indicator, AEMC Phase Rotation, Indicator with Magnet Option, 2.4m Red, White & Blue Fused Tested Leads with Probes, Crocodile Clips & | Hardware & Tools
000024188 | METER | Load Unit, 100A CT, Min Cat III 600V, Input Leads 10A Fused Retractable Shrouds, Output Leads 16mm2 Cu Cable all Colour Coded & Double Insulated c/w | Electrical Test & Accsry Equip
000024139 | METER | Phase Angle Meter, Model 597C, 50Hz, Accuracy 0.1Deg, Voltage Range 10V to 500V, DC Input Range 50mA to 50A | Electrical Test & Accsry Equip
002457778 | METER | Phase Rotation, Non-contact, Insulated Crocodile Clips, Min of Cat III 600V, ETS RSE04 | Hardware & Tools
000104777 | METER | Phase Rotation, ETS RSE04 | Hardware & Tools
000105002 | METER | RCD Test, Min of Cat III 600V, ETS RSE04 | Hardware & Tools
000105004 | METER | Loop Impedance Test, Min of Cat III 300V ETS RSE04 | Hardware & Tools
002433902 | METER | Earth Resistance, Multi Function in Case c/w Accessories, ETS RSE04 | Hardware & Tools
002454395 | METER | Polarity Test, Loop Impedance & Voltage, Min of Cat IV 600V, ETS RSE04 | Hardware & Tools
002418283 | METER | Load Unit, Whole Current c/w Pin Probe, Crocodile Clips & Shoulder Strap | Hardware & Tools
000003452 | METER,POWER QUALITY | c/w associated Software suitable for Monitoring Power Quality Metrics on HV Feeders via Connection to Substation CT's & VT's, ETS 2012/0252/T | Substation
002478055 | METER,TIME TOTALIZING | Dual Indicator Hour, 0 to 9999.9 Hours and 0 to 99999.9 Hours, 100 x 80 x 60mm, 240V AC, 50/60Hz, Black Panel | Remote Generation
002460004 | METER,WATTHOUR | Prog Id 21027, U1310, 1 Element, 1Ph, 2 Wire, 10-100A, Class 1, Load Profile, 100A Disconnect Switch, BC, External Comms Capable, ETS 2008/6145/T Item 1B | Meters
000022065 | METER,WATTHOUR | Mk10A CT, Polyphase, 3Ph, 4 Wire, 240V AC, 5-20A CT, Class 1 c/w Powered Comms Port, Metering Dynamics Label | Metering Delivery
000022486 | METER,WATTHOUR | Prog Id 10E22A, Mk10E, 3Ph, 4 Wire/ 3 Wire, 63.5/240VAC, 1-4A CT Aux Supply, Class 0.5, Powered Comms Port, Metering Dynamics Label c/w RJ45/RS232 Lead, | Metering Delivery
000022485 | METER,WATTHOUR | Prog Id 10E227, Mk10E, 3Ph, 4 Wire/ 3 Wire, 63.5/240VAC, 5-20A CT Aux Supply Class 0.5, Powered Comms Port, Metering Dynamics Label | Metering Delivery
000022484 | METER,WATTHOUR | Prog Id 10E227, Mk10E, 3Ph, 4 Wire, 240VAC, 5-20A CT, Class 0.5, Powered Comms Port, Metering Dynamics Label, 5A CT Meter c/w RJ45/RS232 Lead, | Metering Delivery
002485324 | METER,WATTHOUR | E360 S3301 3P3E WC 1LC Relay c/w LTE Comms, Extended Terminal Cover | Metering Delivery
002461093 | METER,WATTHOUR | Prog Id 24287, U3400D, 3Ph, 4 Wire, 10-100A, Class 1, Load Profile, 100A Disconnect Switch, BC, External Comms Capable, ETS 2008/6145/T Part B Item 1a | Meters
002442101 | METER,WATTHOUR | Prog Id XXXX, Mk10E, 3 Element, 3Ph, 4 Wire, 110V, 1-4A, Class 0.5S, Bottom Connect, AUX Power Supply, 1A HV Applications, Undercover Comms Capable | Metering Delivery
000025025 | METER,WATTHOUR | Mk7C Atlas 3, 1 Element, 240V, 10-100A, Class 1, Bottom Connected, Load Profiling, Type 4 Small Antenna, Metering Dynamics | Metering Delivery
000025022 | METER,WATTHOUR | Mk7C Atlas 3, 1 Element, 240V, 10-100A, Class 1, Bottom Connected c/w Integrated ELM410 CATM1 Modem, Type 4 Small Stick on Antenna, Metering Dynamics | Metering Delivery
002477131 | METER,WATTHOUR | MC11, 2 Element, 1Ph, 230V, 10-100A with Disconnection Relay, Em-lite MC11 Smart Module and LTE Cat-M1 Modem | Metering Delivery
002458388 | METER,WATTHOUR | Prog Id 84281, Mk10D, 3 Element, 3Ph, 4 Wire, 240V, 10-100A, Class 1, Bottom Connect, 1-Rate Res & IES, Undercover Comms Capable, ETS 2008/6145/T | Meters
002458396 | METER,WATTHOUR | Prog Id 82287, Mk10D, 3 Element, 3Ph, 4 Wire, 240V, 10-100A, Class 1, Bottom Connect, Multi Tariff Business, Undercover Comms Capable, | Meters
002489938 | METER,WATTHOUR | Mk10A CT, 800/5 CT Ratio, 3Ph, 4 Wire, 230V, 5-20A, Class 1, Bottom Connect | Meters
000025348 | METER,WATTHOUR | EMA1, 1 Element, 230/240V, 10-100A, Class 1, Bottom Connected, Load Profiling TOU Meter, RFID/SmartCard Enabled Prepayment Meter, Comms Enabled | Meters
002491058 | METER,WATTHOUR | Mk10A CT, No CT Ratio - Volts Only, 3Ph, 4 Wire, 230V, 5-20A, Class 1, Bottom Connect | Meters
000025347 | METER,WATTHOUR | EMC1, 2 Element, 230/240V, 10-100A, Class 1, Bottom Connected, Load Profiling TOU Meter, RFID/SmartCard Enabled Prepayment Meter, Comms Enabled | Meters
001250098 | METER,WATTHOUR | Prog Id 82502, Mk10E, 3 Element, 3Ph, 4 Wire, 240V, 5-20A, Class 0.5S, Bottom Connect, 200/5 CT Multi Tariff Business, Undercover Comms Capable, | Meters
002489946 | METER,WATTHOUR | Mk10A CT, 1500/5 CT Ratio, 3Ph, 4 Wire, 230V, 5-20A, Class 1, Bottom Connect | Meters
002465995 | METER,WATTHOUR | Prog Id 81027, Mk7C, 1 Element, 1Ph, 2 Wire, 10-100A, Class 1, Load Profile, 100A Disconnect Switch, External Comms Capable, Plugin Base, ETS 2008/6145/T | Meters
001250090 | METER,WATTHOUR | Prog Id 82506, Mk10E, 3 Element, 3Ph, 4 Wire, 240V, 5-20A, Class 0.5S, Bottom Connect, 800/5 CT Multi Tariff Business, Undercover Comms Capable, | Meters
002458693 | METER,WATTHOUR | Prog Id 9137, Mk7A, 2 Element, 1Ph, 2 Wire, 240V, 10-100A, Class 1, Load Profile, 100A Disconnect Switch, BC, External Comms Capable for SAM3 Modem, | Meters
002455343 | METER,WATTHOUR | Prog Id 20236, U1325, 2 Element, 1Ph, 2 Wire, 10-100A, Class 1, 1 Relay Switch 100A Disconnect Switch, BC, External Comms Capable, ETS 2008/6145/T Item 2B | Meters
002458750 | METER,WATTHOUR | Prog Id 9113, 2 Element, 1Ph, 2 Wire, 230/240V, 10-100A, Class 1, Prepayment | Meters
002473593 | METER,WATTHOUR | Mk7C Series 3, 1 Element, 1Ph, 240V, 10-100A, Class 1, Bottom Connected, Plug-In Base with Integrated Fuse Carrier, Load Profiling + ELM410 Modem | Metering Delivery
002458743 | METER,WATTHOUR | Prog Id 9110, 1 Element, 1Ph, 2 Wire, 230/240V, 10-100A, Class 1, Prepayment | Meters
002462273 | METER,WATTHOUR | Prog Id 89545, Mk10E, 3 Element, 3Ph, 4 Wire, 240V, 5-20A, Class 0.5S, Bottom Connect, Comms Capable | Metering Delivery
002493021 | METER,WATTHOUR | EM235, FCAS, HCAS, 3 Ph CT, DIN Mount | Meters
002493013 | METER,WATTHOUR | EM235, FCAS, 1A, 3 Ph CT, DIN Mount | Meters
002493005 | METER,WATTHOUR | EM235, FCAS, 5A, 3 Ph CT, DIN Mount | Meters
002492999 | METER,WATTHOUR | EM133, HACS, 3 Ph CT, DIN Mount | Meters
002492981 | METER,WATTHOUR | EM133, 5A, 3 Ph CT, DIN Mount | Meters
002492973 | METER,WATTHOUR | EM133, 100A, 3 Ph WC, DIN Mount | Meters
000025026 | METER,WATTHOUR | Mk7A Atlas 3, 2 Element, 240V, 10-100A, Class 1, Bottom Connected, Load Profiling, Type 4 Small Antenna, Metering Dynamics | Metering Delivery
000025027 | METER,WATTHOUR | Mk10D Atlas 3, 3 Ph, 240V, 10-100A, Class 1, Bottom Connected, Load Profiling, Type 4 Small Antenna, Metering Dynamics | Metering Delivery
002485316 | METER,WATTHOUR | E360 S3300 3P3E WC c/w LTE Comms, Extended Terminal Cover | Metering Delivery
000025023 | METER,WATTHOUR | Mk7A Atlas 3, 2 Element, 240V, 10-100A, Class 1, Bottom Connected c/w Integrated ELM410 CATM1 Modem, Type 4 Small Stick on Antenna, Metering Dynamics | Metering Delivery
002485290 | METER,WATTHOUR | E360 S1310 1P1E WC c/w LTE Comms | Metering Delivery
002485308 | METER,WATTHOUR | E360 S1325 1P2E WC c/w LTE Comms | Metering Delivery
000025024 | METER,WATTHOUR | Mk10D Atlas 3, 3 Ph, 240V, 10-100A, Class 1, Bottom Connected c/w Integrated ELM410 CATM1 Modem, Type 4 Small Stick on Antenna, Metering Dynamics | Metering Delivery
002484046 | MIRROR,INSPECTION | Clear Vision, Sunrise Attachment (Live Line Tools) | Tools & Equipment
002467991 | MODEM,COMMUNICATIONS | Cobham Explorer 540, Inmarsat M2M Terminal, 10.5-32V DC, IP66 Rated Enclosure c/w 10m, Multifunction DC Power/Ethernet Cable & 80mm Post | Meters
002442945 | MODEM,COMMUNICATIONS | DM20 FFSK, 1200 Baud, DNP3, RS232/VF Modem, Power Line Carrier | Communications
002465664 | MODEM,COMMUNICATIONS | U1300 Capable Telemetry, 4G CAT1 LTE Aust Bands, falling to /3G/HSxPA 850/900/2100 MHz c/w External Casing, Interface Board, SMA/FME Adaptor Cable & | Meters
002489748 | MODEM,COMMUNICATIONS | E36C Modem, for E360 Meters LTE CATM1 Telstra | Metering Delivery
002466472 | MODEM,COMMUNICATIONS | GNSS, TCG 01-G LV Pwr, P2 & P3=2 Pin, TCXO, Security off NTP/SNTP Network Time Server License c/w 19" 1U Rackmount Bracket, 2M UTP Ethernet Cable, Timing | Communications
002492569 | MODEM,COMMUNICATIONS | 4G CATM1+NB-IoT Modem, Quectel Chipset, Ergon Label, Industrial Telstra SIM Fitted, RJ45 to RJ45 Lead | Metering Delivery
002492536 | MODEM,COMMUNICATIONS | 4G CATM1+NB-IoT Modem, Quectel Chipset, Yurika Metering Label, Industrial Telstra SIM Fitted, RJ45 to RJ45 Lead | Metering Delivery
002490449 | MODEM,COMMUNICATIONS | 4G MCR GE Modem, GNSS, 2 Eth, 2 Serial, 1 SFP, 10-60VDC, 4.5 x 20.3 x 12.2cm | Communications
002490423 | MODEM,COMMUNICATIONS | 4G MCR GE Modem, GNSS, 4 Eth, 2 Serial, 10-60VDC, 4.5 x 20.3 x 12.2cm | Communications
002490407 | MODEM,COMMUNICATIONS | 4G ECR GE Modem, GNSS, 1 Eth, 1 Serial, 10-60VDC, 5.3 x 10.9 x 11.7cm | Communications
000003830 | MODEM,COMMUNICATIONS | EPL Modem, GSM/GPRS Telit EZ864, suit Landis & Gyr AFLC Controller, ETS 2011/0363/T 11d | Substation
002481125 | MODEM,COMMUNICATIONS | SABRE Ranger 5000 Satellite w/out Mounting Bracket | Meters
002492155 | MODEM,COMMUNICATIONS | 4G MCR GE Modem, GNSS, 6 Eth, 10-60VDC, 4.5 x 20.3 x 12.2cm | Communications
002492544 | MODEM,COMMUNICATIONS | 4G CATM1+NB-IoT Modem, Telit Chipset, Yurika Metering Label, Industrial Telstra SIM Fitted, RJ45 to RJ45 Lead | Metering Delivery
002471134 | MODIFICATION KIT | Streetlight Terminal Panel UMS, Red PVC Cable 6mm2 x 250mm, Grn/Ylw PVC Cable 6mm2 x 80mm, Rail Mount Term Block, 35mm2 Max.Cable, 3-Way Cross Connector, | Street Lights
000018460 | MODIFICATION KIT | Streetlight Terminal Panel UMS, Red PVC Cable 6mm2 x 250mm, Grn/Ylw PVC Cable 6mm2 x 80mm, CB 16A C-Curve 6kA, Rail Mount Term Block, 35mm2 Max.Cable, 3-Way | Street Lights
000003906 | MODULE | Active Burden Module, 48/54VDC, Flying Lead, 1.2m Leads, ENA TS 48-4 Compliance, for Schneider Reclosers N15, N27 & N38 | Substation
000003827 | MODULE | EPL Injection Control/Monitor Module, 1RU, 19" Rack Mount, suit Landis & Gyr AFLC Controller | Substation
002493039 | MODULE | I/O Module, 4RO, Accessory for PRO 235 Series | Meters
002478667 | MODULE | Fusesaver WiFi Comms Module, c/w Trip & Close Actuators, Short-Range Wireless Transceiver, LED Fault Indicator, Rechargeable Battery, EQTS 06-07-04 | Switchgear Distribution
000003380 | MODULE | ADVC2/3 Input & Output Expander (IOEX), for Schneider Reclosers N15, N27, N38, E27, E38 & RL Series LBS | Substation
002471480 | MODULE | Comms Accessory, Serial RS232, DB9 Connector, for CL7 Controller, no Base Board | Regulator
000003854 | MODULE | Power Module c/w CPU, Profibus & Firmaware, suit FQD6 Transmitter Control, ETS 2011/0363/T 12f-FQD | Substation
000003853 | MODULE | Power Module c/w CPU, Profibus & Firmaware, suit FQD5 Transmitter Control, ETS 2011/0363/T 12e-FQD | Substation
000003852 | MODULE | Power Module c/w CPU, Profibus & Firmaware, suit FQD4 Transmitter Control, ETS 2011/0363/T 12d-FQD | Substation
000003855 | MODULE | Power Module c/w CPU, Profibus & Firmaware, suit FQD7 Transmitter Control, ETS 2011/0363/T 12g-FQD | Substation
000003851 | MODULE | PIF Board, for FQD 6.4, 7.4 & SFU-K 503 Transmitter Control, ETS 2011/0363/T 12c-FQD | Substation
002471159 | MODULE | Active Burden Module, 110/125VDC, Screw Terminals, ENA TS 48-4 Compliance | Substation
002481588 | MODULE | MD100m Digital Input Module, 16 Channels, 2 Sets of 8 x DI, 5V DC Range, each Set Isolated | Substation Automated Systems
002480788 | MODULE | MD100m CPU Processor Module, 2 x SFP Ethernet, 4 x DI Channels, 5V DC Range, 2 x RS232/RS485 | Substation Automated Systems
000003381 | MODULE | ADVC2/3 Fast Trip Input Module (FTIM), for Schneider Reclosers N15, N27, N38, E27, E38 & RL Series LBS | Substation
002477412 | MODULE | MD303, SFP, 850mm, 2km, 1000Base-SX | Substation Automated Systems
002477438 | MODULE | MD303, SFP, 1310mm, 2km, 100Base-FX | Substation Automated Systems
002477420 | MODULE | MD303, SFP Transceiver, Cu 10/100/100Base-T | Substation Automated Systems
002477396 | MODULE | MD303 RTU GPS Module | Substation Automated Systems
002477370 | MODULE | MD303 RTU CPU, 4 x SFP Ethernet, 8 x RS232/RS485 Fibre Optic Serial Ports | Substation Automated Systems
002477362 | MODULE | MD303 RTU CPU, 4 x SFP Ethernet, 8 x RS232/RS485 Copper Serial Ports | Substation Automated Systems
002477487 | MODULE | MD300io Digital Input Module, 16 Channels, Min 36.4V Activation | Substation Automated Systems
002477479 | MODULE | MD300io-r Communications Modual | Substation Automated Systems
002477461 | MODULE | MD300io-r CPU Processor Module, Copper Ethernet 4 x Serial 0 RIO | Substation Automated Systems
002477453 | MODULE | MD300io-r Chassis, Sub-Rack, 19", c/w CM301 and E50 fitted, No I/O Cards Fitted | Substation Automated Systems
000003829 | MODULE | EPL Communications Controller PLXCOMM, 1RU, 19" Rack Mount, suit Landis & Gyr AFLC Controller | Substation
000024827 | MODULE | Switch Interface Module, for NOJA RC10 Series | Switchgear Distribution
002474898 | MODULE | Diode Redundancy Module, 48V DC, Cape River East StatCom | Substation Accessories
002471118 | MODULE | CAPE FlexVue ENG, for ADVC3 Controller, suit Schneider E27/38, N12/15 & N36/38, RL27 Reclosers, LBS & Sectionalisers | Protection
002420776 | MODULE | SCADA, SCD5200, SCD6000, 10 Slot Card File | Communications
002477024 | MODULE | MD100m Mixed Analogue I/O Module, 8 Channels, 5 x AI & 3 x AO, Individually Isolated | Substation Automated Systems
002477016 | MODULE | MD100m RTU Analogue Input Module, 8 Channels, 2 Sets of 4 x AI, each Set Isolated | Substation Automated Systems
002477008 | MODULE | MD100m Mixed Digital I/O Module, 16 Channels, 8 x DI & 8 x DO, Individually Isolated | Substation Automated Systems
002476992 | MODULE | MD100m Digital Output Module, 16 Channels, Individually Isolated | Substation Automated Systems
002476984 | MODULE | MD100m Digital Input Module, 16 Channels, 2 Sets of 8 x DI, each Set Isolated | Substation Automated Systems
002477057 | MODULE | MD100m, SFP, 850mm, 2km, 1000Base-SX | Substation Automated Systems
002477040 | MODULE | MD100m, SFP, 1310mm, 2km, 100Base-FX | Substation Automated Systems
002477032 | MODULE | MD100m, SFP Transceiver, Cu, 100Base-T | Substation Automated Systems
002476968 | MODULE | MD100m CPU Processor Module, 2 x SFP Ethernet, 4 x DI Channels, 2 x RS232/ RS485 | Substation Automated Systems
002491850 | MODULE | Enhanced Protected Line Module (EPLM), Conformal Coat, for SEL ICON | Communications
002491835 | MODULE | Power Module, DC 24/48V, 92W, 19" Rack-Mount, Terminal Block Connector, Conformal Coat, for SEL ICON | Communications
002496438 | MODULE | Analog I/O, 32 Inputs, 250kHz, c/w Auto Calibration, Cape River East StatCom | Substation Accessories
002483089 | MODULE | Switch Interface Module, for NOJA Reclosers RC20 Series | Switchgear Distribution
002491868 | MODULE | Quattro Module, for SEL ICON | Communications
002466712 | MODULE | SCADA, SCD5200, SCD6000, 2 x 5 I/O Slot Chassis/Backplane | Communications
002443471 | MODULE | FlexDSX, 4-Pack Module c/w LSA-Plus Front & Rear, 4 Port, 120 Ohm Interface Module, Cross Connect E1, Multifunction, EE Dwg 1014130-03 | Communications
002468411 | MODULE | RFL GARD8000 Teleprotection, Power Supply Interface Module, 3RU, G.703 | Communications
002491967 | MODULE | Analogue Load Share Module | Remote Generation
002475523 | MODULE | Power Input/Output Module, for NOJA RC10 & RC20 Series | Switchgear Distribution
002483071 | MODULE | Relay Module, 4G Option A, for NOJA Reclosers RC20 Series | Switchgear Distribution
002443489 | MODULE | FlexDSX, 4-Pack Module c/w LSA-Plus Front & BNC Rear, 4 Port, 120/75 Ohm Interface Module, Cross Connect E1, Multifunction, EE Dwg 1014130-03 | Communications
002493112 | MODULE | InteliGen Extension Module, 8-36V DC, 8 Binary Inputs, 8 Binary Outputs/Inputs 2 Analog Outputs | Remote Generation
002468429 | MODULE | RFL GARD8000 Teleprotection, System I/O TSD Module, 3RU Fibre Ethernet 100Base-FX, ST Connectors, IRIG-B BNC, RS232 DB9, DNP RS485 | Communications
002491843 | MODULE | Server Module (SRVR), Conformal Coat, for SEL ICON | Communications
002485068 | MODULE | EPL Digital Output Module | Substation
002496420 | MODULE | CAN Interface, Single Channel, Cape River East StatCom | Substation Accessories
002478675 | MODULE | AFLC 3Ph Power Module, Suits Enermet/ L&G SFU-K 203, w/o Mounting Frame & LCD Display | Substation
002404794 | MODULE | Load Sharer, H2010 BOA (Thursday Island) | Substation
002468379 | MODULE | RFL GARD8000 Teleprotection, Midplane Assembly Module, 3RU | Communications
002493120 | MODULE | InteliGen Extension Module, 8-36V DC, 8 Analog Inputs, 1 RPM/Impulse Input | Remote Generation
002498434 | MODULE | SCD6000, SCD5200, 3 Slot Card File | Communications
002491652 | MODULE | GIG-ETH SFP, Opt MMF 850nm, <550m, 1000Base-SX, LC Connector | Communications
002477065 | MODULE | MD100m Serial Modem Module, 4G, Cat-M1/NB-IoT, LIM-505 | Substation Automated Systems
002477560 | MODULE | MD300 Termination Module, Analogue Input | Substation Automated Systems
002477552 | MODULE | MD300 Termination Module, Digital Output | Substation Automated Systems
002477545 | MODULE | MD300 Termination Module, Digital Input | Substation Automated Systems
002477537 | MODULE | MD300io Analogue Output Module, 4 Channels | Substation Automated Systems
002477529 | MODULE | MD300io Analogue Input Module, 8 Channels | Substation Automated Systems
002477511 | MODULE | MD300io Digital /Pulsed Output Module, 8 Channels | Substation Automated Systems
002477503 | MODULE | MD300io Digital Input Module, 16 Channels, Min 3.4V Activation | Substation Automated Systems
002477495 | MODULE | MD300io Digital Input Module, 16 Channels, Min 9.0V Activation | Substation Automated Systems
000003850 | MODULE | CPU Board, for FQD 5.4 & SFU-K 303/403 Transmitter Control, ETS 2011/0363/T 12b-FQD | Substation
000003849 | MODULE | CPU Board, for FQD 4.4, 6.4, 7.4 & SFU-K 103/203/503 Transmitter Contol, ETS 2011/0363/T 12a-FQD | Substation
000003842 | MODULE | Power Module c/w Operating Panel, for SFU-K 503 Transmitter Control, ETS 2011/0363/T 12j-SFU | Substation
000003841 | MODULE | Power Module c/w Operating Panel, for SFU-K 403 Transmitter Control, ETS 2011/0363/T 12i-SFU | Substation
000003840 | MODULE | Power Module c/w Operating Panel, for SFU-K 303 Transmitter Control, ETS 2011/0363/T 12h-SFU | Substation
000003839 | MODULE | Power Module c/w Operating Panel, for SFU-K 203 Transmitter Control, ETS 2011/0363/T 12g-SFU | Substation
000003838 | MODULE | I/O Board, for SFU-K 103...503 Transmitter Control, ETS 2011/0363/T 12f-SFU | Substation
000003837 | MODULE | Operating Panel, for SFU-K 103...503 Transmitter Control, ETS 2011/0363/T 12e-SFU | Substation
002471142 | MODULE | Active Burden Module, 48/54VDC, Screw Terminals, ENA TS 48-4 Compliance | Substation
002481596 | MODULE | MD100m Mixed Digital I/O Module, 16 Channels, 8 x DI & 8 x DO, 5V DC Range, Individually Isolated | Substation Automated Systems
002493047 | MODULE | Comms Module, Ethernet (TCP/IP), Accessory for EM133 | Meters
002474559 | MODULE | 108V, Low Battery Warning Module V2 | Electrical Test & Accsry Equip
002470896 | MODULE | Switchgear Interface Module, RC10ES-OSM200, for NOJA RC10 Series | Switchgear Distribution
000024826 | MODULE | Relay Module, for NOJA RC10 Series | Switchgear Distribution
000003828 | MODULE | EPL Serial Port Board, suit Landis & Gyr AFLC Controller | Substation
000003832 | MODULE | EPL Injection Control Module, 1RU, 19" Rack Mount, suit Landis & Gyr AFLC Controller | Substation
002475184 | MODULE PLC | Omron CS1 Series, Digital Input Unit, 16 Inputs, 24V DC, 7mA | Remote Generation
002475259 | MODULE PLC | Omron CS1 Series, EtherNet/IP Unit, EIP21 | Remote Generation
002475192 | MODULE PLC | Omron CS1 Series, Relay Output Unit, 16 Outputs, 250V AC or 120V DC, 2A | Remote Generation
002475218 | MODULE PLC | Omron CS1 Series, Ethernet Unit, 10/100Base-T, RJ45 | Remote Generation
002475200 | MODULE PLC | Omron CS1 Series, Analogue Input Unit, 8 Inputs, I/O Signal Range 1 to 5V, 0 to 5V, 0 to 10V, -10 to 10V, 4 to 20mA | Remote Generation
002488120 | MODULE,ELECTRONIC | Intel Celeron 6305 Processor, 2 Core 2 Thread 15W TDP Processor 4M Cache, 1.80 GHz c/w IPU, Config PCIe x4 Gen 3 (NVMe/SATA), for Intel NUC Rugged | Communications
002488211 | MODULE,ELECTRONIC | Intel NUC 11 Pro Compute Element Processor, Core i3-1115G4, 8GB, WiFi, 6M Cache, up to 4.10 GHz, Config PCIe x4 Gen 3(NVMe/SATA) & PCIe x4 Gen 4(NVMe), | Communications
000003746 | MODULE,ELECTRONIC | Rectifier Module, 48V DC, 33.0A RT4B, suit RTP 48V Battery Charger, Tech Spec EESS-10735-01-0B | Substation Batteries
000003748 | MODULE,ELECTRONIC | Rectifier Module, 125/110V DC, 12A RT4B, suit RTP 125V or 110V Battery Charger, Tech Spec EESS-10735-01-0B | Substation Batteries
002485456 | MODULE,ELECTRONIC | MMLG01, Test Block, Vertically Mounted Test Module with DC Isolation on Removal of Cover c/w Size 2 Flush Mounted Case | Substation
000003907 | MODULE,ELECTRONIC | MMLG02, Test Block, Vertically Mounted Test Module w/out DC Isolation on Removal of Cover, use with MBCZ Busbar Schemes c/w Size 2 Flush Mounted Case | Substation
002470391 | MODULE,TRANSCEIVER | 1G, SFP EX, 1310nm, 40km, SMF, DDM, Industrial, LC Duplex Connector, Programmable | Communications
002470458 | MODULE,TRANSCEIVER | 1G, SFP BiBi LX, TX1550 / RX1310nm, 3km, SMF, DDM, Industrial, LC Simplex Connector, Programmable | Communications
002470474 | MODULE,TRANSCEIVER | 1G, SFP BiBi LX, TX1550 / RX1310nm, 10km, SMF, DDM, Industrial, LC Simplex Connector, Programmable | Communications
002444271 | MODULE,TRANSCEIVER | SDH SFP L-4.1, Opto-Electronics Trx, DDM -40/+85 | Communications
002444255 | MODULE,TRANSCEIVER | SDH SFP L-1.2, Opto-Electronics Trx, DDM -40/+85 | Communications
002444248 | MODULE,TRANSCEIVER | SDH SFP L-1.1, Opto-Electronics Trx, DDM -40/+85 | Communications
002444222 | MODULE,TRANSCEIVER | 1GbE, SDH SFP ZX, Opto-Electronics Trx, DDM | Communications
002444214 | MODULE,TRANSCEIVER | 1GbE, SDH SFP LX, Opto-Electronics Trx, DDM | Communications
002483774 | MODULE,TRANSCEIVER | PDH SFP, SFW, SMF, TX1310/RX1550, LC, 60km L1.1/100Base-FX/STM-1, 0 to 70, Digital Diagnostic | Communications
002470490 | MODULE,TRANSCEIVER | 1G, SFP BiBi LX, TX1490 / RX1310nm, 20km, SMF, DDM, Industrial, LC Simplex Connector, Programmable | Communications
002493278 | MODULE,TRANSCEIVER | SFP Duplex, 1310nm, 30km, SMF, 1000Base-LX, LC Connector | Communications
002493260 | MODULE,TRANSCEIVER | SFP Duplex, 850nm, 300m, MMF, 1000Base-SX, LC Connector | Communications
002497717 | MODULE,TRANSCEIVER | GIG-ETH SFP, Opt 1310nm, 10kM, 1000Base-LX, LC Connector | Communications
002472330 | MODULE,TRANSCEIVER | 100Mb, SFP BiDi LX, T1550/R1310nm, 20km, SM, DDM, Industrial Temp, LC Simplex Connector | Communications
002472322 | MODULE,TRANSCEIVER | 100Mb, SFP BiDi LX, T1310/R1550nm, 20km, SM, DDM, Industrial Temp, LC Simplex Connector | Communications
002470532 | MODULE,TRANSCEIVER | 1G, SFP BiBi ZX, TX1570 / RX1490nm, 80km, SMF, DDM, Industrial, LC Simplex Extended Connector, Programmable | Communications
002470516 | MODULE,TRANSCEIVER | 1G, SFP BiBi EX, TX1550 / RX1310nm, 40km, SMF, DDM, Industrial, LC Simplex Connector, Programmable | Communications
002470482 | MODULE,TRANSCEIVER | 1G, SFP BiBi LX, TX1310 / RX1490nm, 20km, SMF, DDM, Industrial, LC Simplex Connector, Programmable | Communications
002470466 | MODULE,TRANSCEIVER | 1G, SFP BiBi LX, TX1310 / RX1550nm, 10km, SMF, DDM, Industrial, LC Simplex Connector, Programmable | Communications
002470441 | MODULE,TRANSCEIVER | 1G, SFP BiBi LX, TX1310 / RX1550nm, 3km, SMF, DDM, Industrial, LC Simplex Connector, Programmable | Communications
002470425 | MODULE,TRANSCEIVER | 1G, SFP ZX+, 1550nm, 120km, SMF, DDM, Industrial, LC Duplex Connector, Programmable | Communications
002470417 | MODULE,TRANSCEIVER | 1G, SFP ZX, 1550nm, 80km, SMF, DDM, Industrial, LC Duplex Connector, Programmable | Communications
002470409 | MODULE,TRANSCEIVER | 1G, SFP EX, 1550nm, 40km, SMF, DDM, Industrial, LC Duplex Connector, Programmable | Communications
002470383 | MODULE,TRANSCEIVER | 1G, SFP LX, 1310nm, 10km, SMF, DDM, Industrial, LC Duplex Connector, Programmable | Communications
002470722 | MODULE,TRANSCEIVER | 10G, SFP+ BiBi ZR, TX1270 / RX1330nm, 60km, SMF, LC Simplex Connector, Programmable | Communications
002470706 | MODULE,TRANSCEIVER | 1G/10G, SFP+ BiBi ER, TX1270 / RX1330nm, 40km, SMF, LC Simplex Connector, Programmable | Communications
002470672 | MODULE,TRANSCEIVER | 10G, SFP+ ZR, 1550nm, 80km, SMF, Industrial, LC Duplex Connector, Programmable | Communications
002470656 | MODULE,TRANSCEIVER | 10G, SFP+ LR, 1310nm, 10km, SMF, Industrial, LC Duplex Connector, Programmable | Communications
002470615 | MODULE,TRANSCEIVER | 2.67G, SFP STM-1/4/16, 1310nm, 15km, SMF, DDM, LC Duplex Connector, Programmable | Communications
002444230 | MODULE,TRANSCEIVER | SDH SFP S-1.1, Opto-Electronics Trx, DDM | Communications
002452779 | MODULE,TRANSCEIVER | SDH XFP, 1310nm, 10km, SMF, TSS-100, I64.1/10GbE Base-L, LC Double Connector | Communications
002444313 | MODULE,TRANSCEIVER | SDH SFP L-16.2, Opto-Electronics Trx, DDM -5/+80 | Communications
002470714 | MODULE,TRANSCEIVER | 1G/10G, SFP+ BiBi ER, TX1330 / RX1270nm, 40km, SMF, LC Simplex Connector, Programmable | Communications
002470698 | MODULE,TRANSCEIVER | 10G, SFP+ BiBi LR, TX1330 / RX1270nm, 10km, SMF, Industrial, LC Simplex Connector, Programmable | Communications
002491488 | MODULE,TRANSCEIVER | 10G, SFP+ ZR+, 1550nm, 100km, SMF, LC Duplex Connector, Programmable | Communications
002483758 | MODULE,TRANSCEIVER | PDH SFP, SFW, SMF, TX1310/RX1550, LC, 20km S1.1/100Base-FX/STM-1, 0 to 70, Digital Diagnostic | Communications
002491462 | MODULE,TRANSCEIVER | 10G, SFP+ BiBi ZR, TX1490 / RX1550nm, 80km, SMF, LC Simplex Connector, Programmable | Communications
002470573 | MODULE,TRANSCEIVER | 1G, SFP BiBi ZX+, TX1550 / RX1490nm, 160km, SMF, DDM, Industrial, LC Simplex Connector, Programmable | Communications
002470565 | MODULE,TRANSCEIVER | 1G, SFP BiBi ZX+, TX1490 / RX1550nm, 160km, SMF, DDM, Industrial, LC Simplex Connector, Programmable | Communications
002470623 | MODULE,TRANSCEIVER | 2.67G, SFP STM-1/4/16, 1310nm, 40km, SMF, DDM, Industrial, LC Duplex Connector, Programmable | Communications
002483782 | MODULE,TRANSCEIVER | PDH SFP, SFW, SMF, TX1550/RX1310, LC, 60km L1.2/100Base-FX/STM-1, 0 to 70, Digital Diagnostic | Communications
002470433 | MODULE,TRANSCEIVER | 1G, SFP ZX+, 1550nm, 160km, SMF, DDM, Industrial, LC Duplex Connector, Programmable | Communications
002470375 | MODULE,TRANSCEIVER | 1G, SFP SX, 850nm, 550m, MMF, DDM, Industrial, LC Duplex Connector, Programmable | Communications
002470367 | MODULE,TRANSCEIVER | 100Mb, SFP FX, 1310nm, 2km, MMF, DDM, Industrial, LC Duplex Connector, Programmable | Communications
002470003 | MODULE,TRANSCEIVER | 1G/2.67G, SFP STM-1/4/16, 850nm, 550m, MMF, 100M-SX, Industrial, DDM, LC Duplex Connector, Programmable | Communications
002483766 | MODULE,TRANSCEIVER | PDH SFP, SFW, SMF, TX1550/RX1310, LC, 20km S1.2/100Base-FX/STM-1, 0 to 70, Digital Diagnostic | Communications
002448231 | MODULE,TRANSCEIVER | PDH SFP, TX850 / RX850nm, 2km, MMF, 100Base-SX, 0-70 DegC, LC Connector | Communications
002448256 | MODULE,TRANSCEIVER | PDH SFP, TX1310 / RX1310nm, 60km, SMF, 100Base-Fx, DDM, 0-70 DegC, LC Connector | Communications
002493443 | MODULE,TRANSCEIVER | 10G, SFP+ BiDi LR, TX1330 / RX1270nm, 20km, SMF, LC Simplex Connector, Programmable | Communications
002493435 | MODULE,TRANSCEIVER | 10G, SFP+ BiDi LR, TX1270 / RX1330nm, 20km, SMF, LC Simplex Connector, Programmable | Communications
002444305 | MODULE,TRANSCEIVER | SDH SFP L-16.1, Opto-Electronics Trx, DDM -5/+80 | Communications
002444297 | MODULE,TRANSCEIVER | SDH SFP S-16.1, Opto-Electronics Trx, DDM -5/+85 | Communications
002448264 | MODULE,TRANSCEIVER | PDH SFP, TX1550 / RX1550, 100km, SMF, 100Base-Fx, DDM, 0-70 DegC, LC Connector | Communications
002448249 | MODULE,TRANSCEIVER | PDH SFP, TX1310 / RX1310nm, 30km, SMF, DFW 100Base-Fx, DDM, 0-70 DegC, LC Connector | Communications
002491470 | MODULE,TRANSCEIVER | 10G, SFP+ BiBi ZR, TX1550 / RX1490nm, 80km, SMF, LC Simplex Connector, Programmable | Communications
002470581 | MODULE,TRANSCEIVER | 1G/2.67G, SFP STM-1/4/16, 1550nm, 40km, SMF, DDM, LC Duplex Connector, Programmable | Communications
002470557 | MODULE,TRANSCEIVER | 1G, SFP BiBi ZX+, TX1570 / RX1510nm, 120km, SMF, DDM, Industrial, LC Simplex Extended Connector, Programmable | Communications
002470664 | MODULE,TRANSCEIVER | 10G, SFP+ ER, 1550nm, 40km, SMF, Industrial, LC Duplex Connector, Programmable | Communications
002470607 | MODULE,TRANSCEIVER | 2.67G, SFP STM-1/4/16, 1310nm, 2km, SMF, DDM, Industrial, LC Duplex Connector, Programmable | Communications
002470599 | MODULE,TRANSCEIVER | 1G/2.67G, SFP STM-1/4/16, 1550nm, 80km, SMF, Industrial, DDM, LC Duplex Connector, Programmable | Communications
002471860 | MODULE,TRANSCEIVER | SFP, 1310nm, 15km, SMF, DDM, 100Base-LX, Industrial Temp, LC Duplex Connector, Programmable | Communications
002471852 | MODULE,TRANSCEIVER | 10Mb-125Mb, SFP, 100m, AutoNeg, RxLOS, SerDes, Cu, 100Base-TX, Industrial Temp, RJ45 Connector, Programmable | Communications
002470730 | MODULE,TRANSCEIVER | 10G, SFP+ BiBi ZR, TX1330 / RX1270nm, 60km, SMF, LC Simplex Connector, Programmable | Communications
002470680 | MODULE,TRANSCEIVER | 10G, SFP+ BiBi LR, TX1270 / RX1330nm, 10km, SMF, Industrial, LC Simplex Connector, Programmable | Communications
002470649 | MODULE,TRANSCEIVER | 10G, SFP+ SR, 850nm, 300m, MMF, Industrial, LC Duplex Connector, Programmable | Communications
002470631 | MODULE,TRANSCEIVER | 10Mb-1.25Gb, SFP, 100m, AutoNeg, No RxLOS, Preferred Master, SerDes, Cu, 100M/1000Base-T, Industrial, RJ-45 Connector, Programmable | Communications
002470540 | MODULE,TRANSCEIVER | 1G, SFP BiBi ZX+, TX1510 / RX1570nm, 120km, SMF, DDM, Industrial, LC Simplex Extended Connector, Programmable | Communications
002470524 | MODULE,TRANSCEIVER | 1G, SFP BiBi ZX, TX1490 / RX1570nm, 80km, SMF, DDM, Industrial, LC Simplex Extended Connector, Programmable | Communications
002470508 | MODULE,TRANSCEIVER | 1G, SFP BiBi EX, TX1310 / RX1550nm, 40km, SMF, DDM, Industrial, LC Simplex Connector, Programmable | Communications
002492809 | MONITOR | LV Monitor for Pole/OD Ground Mount Transformers c/w 4 x 140mm Dia Rogowski Coils w/5m Leads, S/S Mounting Bracket, Integrated Comms Device, External Low | Distribution Transformers
002492817 | MONITOR | LV Monitor for Padmount/ID Ground Mount Transformers c/w 4 x 140mm Dia Rogowski Coils w/5m Leads, Mounting Bracket w/Magnet Screw Fixing, Integrated Comms | Distribution Transformers
002469385 | MONITOR SYSTEM | AKCP SensorProbe8 c/w 40-60V DC Internal Supply | Communications
002487932 | MONITOR SYSTEM | AKCP SensorProbe2+ PoE c/w THS01 Dual Temp & Humidity Sensor, Software Key to enable 5 Dry Contact & RADIUS | Communications
002489565 | MONITOR SYSTEM | Temperature, Fibre Optic, 24V DC, 15W, 8 Channel, ST Connectors, Dustcaps, Serial Port RS-485/422, Modbus, Analogs 4-20mA, Micro USB Console Port, | Substation Accessories
002475002 | MONITOR,RF | WaveMon RF60 ICNIRP, EMF Personal Monitor, Measures E-field up to 60GHz c/w Soft Carry Case, Waterproof Pouch & Uniden UH45 UHF Handheld Radio | Tools & Equipment
002402729 | MORTAR,PREMIX | 20kg Bag (60 Bags per Pallet) SUPPLY ON ONE WAY PALLETS ONLY | Cement, Concrete & Mortar
002437580 | MOTOR | Drive for Feeder Switch, suit ABB Safelink2, JTS 06-08-01 (scm) | Switchgear
002485407 | MOTOR | Spring Charge, Switchboard Spare Part, for VH1F Tamco 11kV Switchgear | Substation
000003235 | MOTOR | Spring Charge, VCB, for Switchboard Type BV2, ETS 2010/0048/T, Sched 6.1.3 Item 5, Conneq iPower | Substation
000003905 | MOTOR | GE 230V AC Spring Charge Motor, suit GL309, GL312, GL314, DT1 72.5, DT1 145 | Switchgear Substation
000003904 | MOTOR | GE 125V DC Spring Charge Motor, suit GL309, GL312, GL314, DT1 72.5, DT1 145 | Switchgear Substation
000003903 | MOTOR | GE 110V DC Spring Charge Motor, suit GL309, GL312, GL314, DT1 72.5, DT1 145 | Switchgear Substation
002485431 | MOTOR | Spring Charge, Switchboard Spare Part, for GV3N Tamco 22kV Switchgear | Substation
002078476 | MOTOR ASSEMBLY,ELECTRIC | T/C 3ph 66/22kV 5MVA TRF | Substation
002078271 | MOTOR ASSEMBLY,ELECTRIC | Drive Motor & Cap 2000KVA Volt/Reg | Substation
002074446 | MOTOR ASSEMBLY,ELECTRIC | 110VDC 139089/1 66kV Delle | Substation
002074373 | MOTOR ASSEMBLY,ELECTRIC | 3ph for s/w 22kV volt/reg | Substation
002489243 | MOTOR,UNIVERSAL | Power Head, 18V, Milwaukee, M18 Fuel, Brushless Motor | Hardware & Tools
002486231 | MOTOR-GENERATOR | Standby, 10kVA, 1Ph, DEIF CGC412 Ctrlr, MOXA TCF-142-M-ST, Aux Battery Charger, 15A Outlet, Vermin Proofing, 300L Fuel Capacity, Bunded, Bund Lvl Switch with | Communications
000003601 | MOTOR-GENERATOR | Standby, 240V, 1Ph, 62A, 1500rpm, Class H, 15kVA/12kW, 200 x 95 x 158cm, 900kg, Fuel Capacity 500L, for use at Ergon Sites | Substation
002462950 | MOUNT,RESILIENT | NR3, Engine/Alternator Rubber Mount, Green Dot, Hino JO8 Mechanical Parts | Remote Generation
002463719 | MOUNT,RESILIENT | NR3, Engine/Alternator Rubber Mount, Max Load 500kg, Scania DC12 Mechanical Parts | Remote Generation
000030280 | MOUNTING BASE,TERMINAL BLOCK | Rail Type TS35, Slotted Holes 25 x 5.2mm 2m Lg, 35 x 7.5mm, 1mm Thk, Galv Steel, TS 35X7.5/LL 2M/ST/ZN | Substation Accessories
000030282 | MOUNTING BASE,TERMINAL BLOCK | Rail Type TS35, Slotted Holes 18 x 6.2mm 2m Lg, 35 x 7.5mm, 1mm Thk, Galv Steel, TS 35X7.5/LL/6 2M/ST/ZN | Substation Accessories
000030281 | MOUNTING BASE,TERMINAL BLOCK | Rail Type TS35, Slotted Holes 25 x 5.2mm 1m Lg, 35 x 7.5mm, 1mm Thk, Galv Steel, TS 35X7.5/LL 1M/ST/ZN | Substation Accessories
000030283 | MOUNTING BASE,TERMINAL BLOCK | Rail Type TS35, Unperforated, 2m Lg, 35 x 15mm, 2.3mm Thk, Galv Steel, TS 35X15/2.3 2M/ST/ZN | Substation Accessories
000030286 | MOUNTING BASE,TERMINAL BLOCK | Rail Type TS35, Slotted Holes 25 x 5.2mm 1m Lg, 35 x 15mm, 1.5mm Thk, Galv Steel, TS 35X15/LL 1M/ST/ZN | Substation Accessories
000030287 | MOUNTING BASE,TERMINAL BLOCK | Rail Type TS35, Slotted Holes 18 x 5.2mm 2m Lg, 35 x 15mm, 1.5mm Thk, Galv Steel, TS 35X15LL/5 2M/ST/ZN | Substation Accessories
000030285 | MOUNTING BASE,TERMINAL BLOCK | Rail Type TS35, Slotted Holes 25 x 5.2mm 2m Lg, 35 x 15mm, 1.5mm Thk, Galv Steel, TS 35X15/LL 2M/ST/ZN | Substation Accessories
000030288 | MOUNTING BASE,TERMINAL BLOCK | Rail Type TS35, Slotted Holes 18 x 6.3mm 2m Lg, 35 x 15mm, 1.5mm Thk, Galv Steel, TS 35X15/LL/6x18 2M/ST/ZN | Substation Accessories
000030289 | MOUNTING BASE,TERMINAL BLOCK | Rail Type TS35, Slotted Holes 25 x 6.3mm 2m Lg, 35 x 15mm, 1.5mm Thk, Galv Steel, TS 35X15/LL/6x25 2M/ST/ZN | Substation Accessories
000030284 | MOUNTING BASE,TERMINAL BLOCK | Rail Type TS35, Unperforated, 2m Lg, 35 x 15mm, 1.5mm Thk, Galv Steel, TS 35X15 2M/ST/ZN | Substation Accessories
000030279 | MOUNTING BASE,TERMINAL BLOCK | Rail Type TS35, Unperforated, 2m Lg, 35 x 7.5mm, 1mm Thk, S/Steel, TS 35X7.5 2M/CRN | Substation Accessories
000030277 | MOUNTING BASE,TERMINAL BLOCK | Rail Type TS35, Unperforated, 2m Lg, 35 x 7.5mm, 1mm Thk, Galv Steel, TS 35X7.5 2M/ST/ZN | Substation Accessories
000019344 | MOUNTING BASE,TIEDOWN,ELECTRICAL | 4-Way, Low Profile, 19mm2, ABS Plastic, Self Adhesive, White, (P100) | Hardware & Tools
002492163 | MOUNTING RAIL,ELECTRICAL COMPONENT | Mounting Kit, for 4G MCR GE Modem | Communications
002492171 | MOUNTING RAIL,ELECTRICAL COMPONENT | Mounting Kit, for 4G ECR GE Modem | Communications
002488187 | MOUSE | SteriClick Washable, Easy Clean Mouse, USB, IP68 Waterproof & Dustproof | Communications
000104775 | MULTIMETER | Clamp, Digital, Voltage, Current, Min of Cat III 600V, ETS RSE04 | Hardware & Tools
002406873 | MULTIMETER | Insulation & Continuity Tester, 500/1000V, Min of Cat III 600V | Hardware & Tools
000022369 | MULTIMETER | Electrical Digital Multimeter, 0-600V AC DC Auto Volts, Low Impedance Select, True RMS 0.001-600V AC, 0.0 Ohms-40MH, 1-600Ohm Continuity, c/w Audible Select, | Hardware & Tools
002439313 | MULTIMETER | Test Standard, Digital, Voltage, Resistance, Frequency, Current, Min of Cat III 600V, ETS RSE04 | Hardware & Tools
000104774 | MULTIMETER | Digital, Voltage, Resistance, Frequency, Current, Min of Cat III 600V, ETS RSE04 | Hardware & Tools
000019320 | MULTIMETER | Earth Resistance Clamp Tester, Backlit LCD Screen, 0.05 to 1500 Ohms, 0.1mA to 30.0A True RMS, CAT IV 300V, 32mm Dia Max Conductor Size, Buit-In | Electrical Test & Accsry Equip
002439321 | MULTIMETER | Clamp, AC/DC, Digital, Voltage, Current, Min of Cat III 600V, ETS RSE04 | Hardware & Tools
002430510 | MULTIMETER | Meter, Voltage, Resistance & Continuity Minimum Rating, Cat III 600V, IP55 (scm) | Hardware & Tools
002439339 | MULTIMETER | Clamp, Small, AC/DC, Digital, Voltage, Current, Min of Cat III 600V, ETS RSE04 | Hardware & Tools
000019303 | MULTIMETER | Clamp Meter Leakage Current, Range AC 20mA /200mA/200A, 24mm Dia Jaw Opening, to IEC 61010-1 CAT III 300V & IEC 61010-2-032, c/w Soft Carry Case | Hardware & Tools
000023977 | MULTIMETER | Flexible Clamp Meter, TrueRMS 30A/300A/ 3000A, Flexible Coil, Backlight LCD Display, 1.8m Lead c/w 2 x AAA Batteries | Hardware & Tools
002454908 | MULTIPLEXER | 1662 c/w TDM CAN Card Assembly, Ubinet Spares | Communications
002470169 | MULTIPLEXER CARD | DynaFlex Power Interface Unit, 20 to 72V DC, Single Slot | Communications
002481083 | MULTIPLEXER CARD | SDH, 1662 SM, Termination Bus Card | Communications
002481091 | MULTIPLEXER CARD | SDH, 1662 SM, Fan Draw V2 | Communications
002492437 | MULTIPLEXER CARD | DB4 Single Slot 75 Ohm Bal with 4xE1, DynaFlex Digital Branching Unit, 4xE1 | Communications
000004143 | MULTIPLEXER CARD | M4 4-Slot Cartridge, 20 to 72V DC | Communications
000004137 | MULTIPLEXER CARD | DIU, DynaFlex 64k G.703 Data Unit, 10x64k G.703 co/contra Interfaces Euro, Single Slot | Communications
000004136 | MULTIPLEXER CARD | DIU, DynaFlex Serial Interface Unit, 4 x V.24/V.28, Sync/Asyn, 0..64k bps, V.110, V.14, Single Slot | Communications
000004096 | MULTIPLEXER CARD | C37.94, Data Interface Unit, 4*C37.94 Optical Teleprotection Channel Card | Communications
000004141 | MULTIPLEXER CARD | DynaFlex Sub-Rack, suit DB4/DB2/DM2/ DynaFlex CC/Dynanet 19", 6RU, 16 Slots | Communications
002448223 | MULTIPLEXER CARD | PDH, DFX100, 4 x Eth Ports, 4 x E1 Ports 3 x V.11 Ports, 2 x SFP 100Base-X, Subrack Mechanics c/w P2P support Software (excl SFP's) | Communications
000004140 | MULTIPLEXER CARD | VIU, DynaFlex POTS FXO Exchange Unit, 8 x FXO, Single Slot | Communications
000004139 | MULTIPLEXER CARD | VIU, DynaFlex POTS FXS Subscriber Unit, 8 x FXS, Integrated Ring Generator, Single Slot | Communications
000004135 | MULTIPLEXER CARD | DB4 Single Slot 120 Ohm Bal with 4xE1, DynaFlex Digital Branching Unit, 4xE1 120/75 Ohm Euro, 1xBackPlane, 64k Cross Connect, 8d add/drop, Managed, Single | Communications
002492668 | MULTIPLEXER,DIGITAL | Avara sNGA Card, DynaFlex Secured Network Gateway Adaptor Unit, 8xV.11, 8xRS232, 2x10/100Base-T | Communications
000004094 | MULTIPLEXER,DIGITAL | PDH, Data Connector, 3 x 7 | Communications
002400811 | NAIL | Helical, 40mm, Galv Steel, Springhead (P20) | General Hardware
001855719 | NAIL | Drive Screw, 40 x 3.75mm, Galv, Helical Threaded, 25kg Carton (scm) | General Hardware
001855522 | NAIL PLATE | Shunt, No 5, 89 x 159mm c/w 27mm Hole, Galv, Dwg 10-1-14/1 (P100) (scm) | O/Head Line
000104801 | NAIL PLATE | Shunt, 89 x 159mm c/w 27mm Hole, S/Steel Gde 316, Dwg 01-15-01 | Line Support Equip
000105000 | NECKTIE | Cool Off Neck Tie, Water Activated, Evaporative Cooling Bandana, Tie Closure, Royal Blue | PPE, Hardware & Tools
000003334 | NETWORK SWITCH | Ethernet Switch, 16 Port, St George STATCOM | Substation Accessories
002496362 | NETWORK SWITCH | Ethernet Switch, 8 Port for PME, Cape River East StatCom | Substation Accessories
002474856 | NETWORK SWITCH | Ethernet Switch, 16 Port, 10/100/1000BaseT/TX Unmanaged PoE+ Switch Plus 2-1000BaseSFP Port, Cape River East StatCom | Substation Accessories
002405664 | NONMETALLIC ROD | Downrod, Fibreglass, Protective Coating, 3.05m Lg c/w Connection Assy, suit Air Break Switch Assy | Protection
002404287 | NOZZLE | Piercing Nozzle, P5B | U/G Equipment
002468940 | NOZZLE,FUEL INJECTION | for Scania Engine, DC13 Mechanical Parts | Remote Generation
002450930 | NUMERAL,SIGN | (0) Numeral Size 25.4mm, Black on Yellow Reflective, Pressure Sensitive Marker 3M (Sht 70) (scm) | Signs
002450989 | NUMERAL,SIGN | (5) Numeral Size 25.4mm, Black on Yellow Reflective, Pressure Sensitive Marker 3M (Sht 70) (scm) | Signs
002451003 | NUMERAL,SIGN | (7) Numeral Size 25.4mm, Black on Yellow Reflective, Pressure Sensitive Marker 3M (Sht 70) (scm) | Signs
000452248 | NUMERAL,SIGN | (0) Pressed Al, Plain, Dwg 22-A4-200 Rev B | Signs
002432243 | NUMERAL,SIGN | (0) Pressed Al, 40mm W, 22mm H, Black on Yellow, EE Dwg 995129-01 (scm) | Signs
000452345 | NUMERAL,SIGN | (8) Pressed Al, Plain, Dwg 22-A4-200 Rev B | Signs
000452337 | NUMERAL,SIGN | (7) Pressed Al, Plain, Dwg 22-A4-200 Rev B | Signs
000452329 | NUMERAL,SIGN | (6 & 9) Pressed Al, Plain, Dwg 22-A4-200 Rev B | Signs
000452302 | NUMERAL,SIGN | (5) Pressed Al, Plain, Dwg 22-A4-200 Rev B | Signs
000452299 | NUMERAL,SIGN | (4) Pressed Al, Plain, Dwg 22-A4-200 Rev B | Signs
000452272 | NUMERAL,SIGN | (3) Pressed Al, Plain, Dwg 22-A4-200 Rev B | Signs
000452264 | NUMERAL,SIGN | (2) Pressed Al, Plain, Dwg 22-A4-200 Rev B | Signs
000452256 | NUMERAL,SIGN | (1) Pressed Al, Plain, Dwg 22-A4-200 Rev B | Signs
002432326 | NUMERAL,SIGN | (8) Pressed Al, 40mm W, 22mm H, Black on Yellow, EE Dwg 995129-01 (scm) | Signs
002432318 | NUMERAL,SIGN | (7) Pressed Al, 40mm W, 22mm H, Black on Yellow, EE Dwg 995129-01 (scm) | Signs
002432300 | NUMERAL,SIGN | (6 & 9) Pressed Al, 40mm W, 22mm H, Black on Yellow, EE Dwg 995129-01 (scm) | Signs
002432292 | NUMERAL,SIGN | (5) Pressed Al, 40mm W, 22mm H, Black on Yellow, EE Dwg 995129-01 (scm) | Signs
002432284 | NUMERAL,SIGN | (4) Pressed Al, 40mm W, 22mm H, Black on Yellow, EE Dwg 995129-01 (scm) | Signs
002432276 | NUMERAL,SIGN | (3) Pressed Al, 40mm W, 22mm H, Black on Yellow, EE Dwg 995129-01 (scm) | Signs
002432268 | NUMERAL,SIGN | (2) Pressed Al, 40mm W, 22mm H, Black on Yellow, EE Dwg 995129-01 (scm) | Signs
002432250 | NUMERAL,SIGN | (1) Pressed Al, 40mm W, 22mm H, Black on Yellow, EE Dwg 995129-01 (scm) | Signs
002451011 | NUMERAL,SIGN | (8) Numeral Size 25.4mm, Black on Yellow Reflective, Pressure Sensitive Marker 3M (Sht 70) (scm) | Signs
002450997 | NUMERAL,SIGN | (6 & 9) Numeral Size 25.4mm, Black on Yellow Reflective, Pressure Sensitive Marker 3M (Sht 70) (scm) | Signs
002450971 | NUMERAL,SIGN | (4) Numeral Size 25.4mm, Black on Yellow Reflective, Pressure Sensitive Marker 3M (Sht 70) (scm) | Signs
002450948 | NUMERAL,SIGN | (1) Numeral Size 25.4mm, Black on Yellow Reflective, Pressure Sensitive Marker 3M (Sht 70) (scm) | Signs
002450955 | NUMERAL,SIGN | (2) Numeral Size 25.4mm, Black on Yellow Reflective, Pressure Sensitive Marker 3M (Sht 70) (scm) | Signs
002450963 | NUMERAL,SIGN | (3) Numeral Size 25.4mm, Black on Yellow Reflective, Pressure Sensitive Marker 3M (Sht 70) (scm) | Signs
002404773 | NUT | for Rocker, 35/63/86kW (Thursday Island) | Bolts, Washers & Fasteners
002490605 | NUT,EYE | S/Steel Gde 304, STD, M20, ISO M, 40mm Dia Eye, 98kN Min Failing Load, in Accord QESI STD, Dwg 1895-A4-REV H (P20) | Bolts, Washers & Fasteners
002400678 | NUT,EYE | 1.5" sq, Section x 18", Galv, Thimble, Guy Adapter, for Swamp SS Guy Anchor | Galv Products
002419505 | NUT,EYE | M24, Galv, High Strength Property, Class 8.8 (scm) | Subtransmission
001728509 | NUT,EYE | M20, Galv, Dwg 01-05-01 (P20) (scm) | Line Support Equip
001728510 | NUT,EYE | M24, Galv, Dwg 01-05-01 (P20) (scm) | Bolts, Washers & Fasteners
001728507 | NUT,EYE | M16, Galv, Dwg 01-05-01 (P20) (scm) | Bolts, Washers & Fasteners
000405926 | NUT,HOOK | ABC, Dwg 01-18-01 (P10) | Forged Fittings
002464121 | NUT,LOCK,HEX | M6, Nyloc, S/Steel Gde 316 | Remote Generation
002464170 | NUT,LOCK,HEX | M8, Nyloc, S/Steel Gde 316 | Remote Generation
002402965 | NUT,PLAIN,BARREL | Conical, Galv Steel, Type (St) Short Threaded c/w Disc & Plug, for Pole Reinstatement, Dwg PC16/307/4 & Dwg PC16/307/5 (P50) | Polenail
000030228 | NUT,PLAIN,GANG CHANNEL | M6, S/Steel c/w Spring, suit Unistrut System | Line Support Equip
002403871 | NUT,PLAIN,GANG CHANNEL | M8, Zinc Plated c/w 30mm Spring, suit Unistrut System (P100) (scm) | Line Support Equip
002403872 | NUT,PLAIN,GANG CHANNEL | M10, Zinc Plated c/w 30mm Spring, suit Unistrut System (P100) (scm) | Line Support Equip
002400682 | NUT,PLAIN,GANG CHANNEL | M12, Zinc Plated c/w 60mm Spring, suit Unistrut System (P100) | Line Support Equip
000030250 | NUT,PLAIN,GANG CHANNEL | M8, S/Steel, w/o Spring, suit Unistrut System | Substation Accessories
000030249 | NUT,PLAIN,GANG CHANNEL | M6, S/Steel, w/o Spring, suit Unistrut System | Substation Accessories
000030247 | NUT,PLAIN,GANG CHANNEL | M12, S/Steel c/w Spring, suit P3300 & P4000 Unistrut System | Line Support Equip
000030246 | NUT,PLAIN,GANG CHANNEL | M10, S/Steel c/w Spring, suit P3300 & P4000 Unistrut System | Line Support Equip
002400187 | NUT,PLAIN,GANG CHANNEL | M10, Zinc Plated c/w Spring, suit P3300 & P4000 Unistrut System (P100) (scm) | Line Support Equip
000030245 | NUT,PLAIN,GANG CHANNEL | M8, S/Steel c/w Spring, suit P3300 & P4000 Unistrut System | Line Support Equip
002400186 | NUT,PLAIN,GANG CHANNEL | M8, Zinc Plated c/w Spring, suit P3300 & P4000 Unistrut System (P200) (scm) | Line Support Equip
000030244 | NUT,PLAIN,GANG CHANNEL | M6, S/Steel c/w Spring, suit P3300 & P4000 Unistrut System | Line Support Equip
000030252 | NUT,PLAIN,GANG CHANNEL | M12, S/Steel, w/o Spring, suit Unistrut System | Substation Accessories
000030251 | NUT,PLAIN,GANG CHANNEL | M10, S/Steel, w/o Spring, suit Unistrut System | Substation Accessories
000030248 | NUT,PLAIN,GANG CHANNEL | M16, S/Steel c/w Spring, suit P3300 & P4000 Unistrut System | Substation Accessories
000030231 | NUT,PLAIN,GANG CHANNEL | M12, S/Steel c/w Spring, suit Unistrut System | Line Support Equip
000030230 | NUT,PLAIN,GANG CHANNEL | M10, S/Steel c/w Spring, suit Unistrut System | Line Support Equip
000030229 | NUT,PLAIN,GANG CHANNEL | M8, S/Steel c/w Spring, suit Unistrut System | Line Support Equip
001749328 | NUT,PLAIN,HEX | M10, S/Steel Gde 304, Aust Std (P100) (scm) | Bolts, Washers & Fasteners
001749263 | NUT,PLAIN,HEX | M16, Galv, Aust Std (P50) (scm) | Bolts, Washers & Fasteners
002407110 | NUT,PLAIN,HEX | 3/16", Nylon, use with IIN2400657 (P100) | Bolts, Washers & Fasteners
001749271 | NUT,PLAIN,HEX | M20, Galv, Aust Std (P100) | Bolts, Washers & Fasteners
002464139 | NUT,PLAIN,HEX | M6, S/Steel Gde 316 | Remote Generation
002464188 | NUT,PLAIN,HEX | M8, S/Steel Gde 316 | Remote Generation
002464063 | NUT,PLAIN,HEX | M4, S/Steel Gde 316 | Remote Generation
002478279 | NUT,PLAIN,HEX | M24, S/Steel Gde 304, Aust Std, (scm) | Bolts, Washers & Fasteners
000030243 | NUT,PLAIN,HEX | M12, S/Steel Gde 316, suit Unistrut System | Line Support Equip
000030242 | NUT,PLAIN,HEX | M10, S/Steel Gde 316, suit Unistrut System | Line Support Equip
000030213 | NUT,PLAIN,HEX | M10, Zinc Plated, suit Unistrut System | Line Support Equip
000030241 | NUT,PLAIN,HEX | M8, S/Steel Gde 316, suit Unistrut System | Line Support Equip
000030212 | NUT,PLAIN,HEX | M8, Zinc Plated, suit Unistrut System | Line Support Equip
000030240 | NUT,PLAIN,HEX | M6, S/Steel Gde 316, suit Unistrut System | Line Support Equip
000030211 | NUT,PLAIN,HEX | M6, Zinc Plated, suit Unistrut System | Line Support Equip
001749255 | NUT,PLAIN,HEX | M12, Galv, Aust Std (P100) | Bolts, Washers & Fasteners
002464204 | NUT,PLAIN,HEX | M10, S/Steel Gde 316 | Remote Generation
002464212 | NUT,PLAIN,HEX | M12, S/Steel Gde 316 | Remote Generation
002464022 | NUT,PLAIN,HEX | M3, S/Steel Gde 316 | Remote Generation
002478261 | NUT,PLAIN,HEX | M20, S/Steel Gde 304, Aust Std, (scm) | Bolts, Washers & Fasteners
001749298 | NUT,PLAIN,HEX | M24, Galv, Aust Std (P50) (scm) | Bolts, Washers & Fasteners
001749326 | NUT,PLAIN,HEX | M8, S/Steel Gde 304, Aust Std (P100) | Bolts, Washers & Fasteners
001749336 | NUT,PLAIN,HEX | M16, S/Steel Gde 304, Aust Std (P50) (scm) | Bolts, Washers & Fasteners
002400092 | NUT,PLAIN,HEX | 5/32" A/F, Brass (P100) | Bolts, Washers & Fasteners
002406982 | NUT,PLAIN,HEX | M5, Nickel Plated Brass, Thin (P100) (scm) | Bolts, Washers & Fasteners
002400093 | NUT,PLAIN,HEX | 3/16" A/F, Brass (P200) (scm) | Bolts, Washers & Fasteners
001749330 | NUT,PLAIN,HEX | M12, S/Steel Gde 304, Aust Std (P100) (scm) | Bolts, Washers & Fasteners
002498442 | NUT,PLAIN,WING | Lug-All Serial Hoist Wing Nut, for Handle Attachment | Tools & Equipment
002469344 | NUT,PLAIN,WING | M8 Wingnut, S/Steel Gde 316 | Remote Generation
002469062 | O-RING | Thermostat O-Ring, Scania Engine, DC13 Mechanical Parts | Remote Generation
002469112 | O-RING | Oil Spinner O-Ring, Lower, Scania Engine, DC13 Mechanical Parts | Remote Generation
002462778 | O-RING | Water Pump Assy O-Ring, Hino JO8 Mechanical Parts | Remote Generation
002486645 | O-RING | Water Pump O-Ring, Rubber, Hino Parts | Remote Generation
002469104 | O-RING | Oil Spinner O-Ring, Upper, Scania Engine, DC13 Mechanical Parts | Remote Generation
002465557 | O-RING | Sock Filter O-Ring, 113 x 3.5mm | Remote Generation
002462927 | O-RING | Thermostat O-Ring, Hino JO8 Mechanical Parts | Remote Generation
002463552 | O-RING | Oil Cooler O-Ring No 3, Scania DC12 & DC13 Mechanical Parts | Remote Generation
002470813 | OHMMETER | RMO-H3 Micro-Ohmmeter, 300A, Hand Held c/w Current & Sense Cables 1.3m with TTA Clamps | Hardware & Tools
000022504 | OHMMETER | Milliohm Meter, Digital Display, 0.001 to 200 Ohms Range, 5MA Test Current 4 Terminal Input, Push Button Oper, Auto Ranging, Auto Switch-Off, c/w | Tools & Equipment
001104682 | OUTREACH ARM | Extension Major Road, 1.5m, Galv Steel, MA7 c/w 2 x M6x60mm S/Steel Bolt, 2 x M6 Nylok Nuts & 2 x M6 Washers, EQTS 05-02-01, Dwg 05-02-07 (scm) | Street Lighting Poles
000126029 | OUTREACH ARM | Minor Road, 1.5m Single, 5 Deg Upcast, Galv Steel, EQTS 05-02-01, Dwg 05-02-14 (scm) | Street Lighting Poles
002405754 | OUTREACH ARM | Major Road, 3.0m Double, Galv Steel, MA6, EQTS 05-02-01, Dwg 05-02-07 (scm) | Street Lighting Poles
002471126 | OUTREACH ARM | Major Road, 6.0m Single, Galv Steel | Street Lights
002403723 | OUTREACH ARM | Major Road, 1.5m Double, Galv Steel, MA5, EQTS 05-02-01, Dwg 05-02-07 (scm) | Street Lighting Poles
001104685 | OUTREACH ARM | Major Road, 3.0m Single, Galv Steel, MA6, EQTS 05-02-01, Dwg 05-02-07 (scm) | Street Lighting Poles
000104676 | OUTREACH ARM | Major Road, 3.0m Single, Galv, for use with 3 & 4 Way Head Frame, Dwg 860256-02 (scm) | Street Lighting Poles
002403718 | OUTREACH ARM | Major Road, 1.5m Single, Galv Steel, MA5, EQTS 05-02-01, Dwg 05-02-07 (scm) | Street Lighting Poles
000104677 | OUTREACH ARM | Major Road, 1.5m Single, Galv, for use with 3 & 4 Way Head Frame, Dwg 860256-02 (scm) | Street Lighting Poles
002403725 | OUTREACH ARM | Minor Road, 1.5m Double, 5 Deg Upcast, Galv Steel, EQTS 05-02-01, Dwg 05-02-14 (scm) | Street Lighting Poles
000104681 | OUTREACH HEADFRAME | Major Road, 3 Way, Galv, suit 1.5m Outreach Arm, Dwg 860256-01 (scm) | Street Lighting Poles
000104678 | OUTREACH HEADFRAME | Major Road, 4 Way, Galv, suit 3.0m Outreach Arm, Dwg 860256-01 (scm) | Street Lighting Poles
002403721 | OUTREACH HEADFRAME | Major Road, High Mast, 3 Way, Galv Steel, EQTS 05-02-01, Dwg 05-02-06 (scm) | Street Lighting Poles
002403722 | OUTREACH HEADFRAME | Major Road, High Mast, 4 Way, Galv Steel, EQTS 05-02-01, Dwg 05-02-06 (scm) | Street Lighting Poles
002403720 | OUTREACH HEADFRAME | Major Road, High Mast, 2 Way, Galv Steel, EQTS 05-02-01, Dwg 05-02-06 (scm) | Street Lighting Poles
002403719 | OUTREACH HEADFRAME | Major Road, High Mast, 1 Way, Galv Steel, EQTS 05-02-01, Dwg 05-02-06 (scm) | Street Lighting Poles
000104680 | OUTREACH HEADFRAME | Major Road, 3 Way, Galv, suit 3.0m Outreach Arm, Dwg 860256-01 (scm) | Street Lighting Poles
000104679 | OUTREACH HEADFRAME | Major Road, 4 Way, Galv, suit 1.5m Outreach Arm, Dwg 860256-01 (scm) | Street Lighting Poles
002498301 | PAD | Anti-Vibration Pad, 461 x 230 x 37.5mm, Nitrile, Black, suit 750kPa, 7600kg Max Loading, Dwg 668-0070E | Substation Accessories
002485183 | PAD,HELMET | Nephos Comfort Liner, X-Large, 1/4" Thk, for Aspida Flight Helmet | HS & PPE
000104780 | PAD,HELMET | Hard Hat Stabiliser Band, Safe-mate | Hardware & Tools
002496776 | PAD,HELMET | Versaflo M-957, Forehead Comfort Pad, for Versaflo TR-300 Series PAPR, Pack of 20 | HS & PPE
002485142 | PAD,HELMET | Gallet Comfort Liner Kit, for LH050 Helicopter Helmet | HS & PPE
002485191 | PAD,HELMET | Nephos Comfort Liner, X-Large, 3/4" Thk, for Aspida Flight Helmet | HS & PPE
002485217 | PAD,HELMET | Nephos Comfort Liner, X-Large, 5/8" Thk, for Aspida Flight Helmet | HS & PPE
002485209 | PAD,HELMET | Nephos Comfort Liner, X-Large, 3/8" Thk, for Aspida Flight Helmet | HS & PPE
002485175 | PAD,HELMET | Nephos Comfort Liner, X-Large, 1/2" Thk, for Aspida Flight Helmet | HS & PPE
002401721 | PAD,SCOURING | Industrial, 230 x 150mm | General
002464501 | PAD,SCOURING | 3M, Scotch Brite 7447, 150 x 230mm, Industrial Hand Pads, General Purpose | Remote Generation
002403658 | PAD,SCOURING | Eager Beaver, White, Non Scratching, for Live Line Cleaning | Hardware & Tools
001852426 | PADLOCK | Cat # 225, Random Keyed | General Hardware
002403843 | PADLOCK | Brass, D3 Series, Type 245AB, Code 686, Submaster D2 & D3, Keys Not Required | General Hardware
002437242 | PADLOCK | Chrome, 50mm Boron Shackle, Keyed (C-CC) Central Communication Site, No Key | General Hardware
002437143 | PADLOCK | Chrome, 50mm Boron Shackle, Keyed (C-NC) Northern Communication Site, No Key | General Hardware
002403436 | PADLOCK | 45mm W, 41mm H, Brass Case, 38mm Opening Hardened Brass Shackle, Keyed Alike to 30000, Ref LQ22378, w/o Keys, Case Stamped 'Ergon Energy', 30000 Stamped | General Hardware
002402708 | PADLOCK | Standard Brass, Type 234B, Short Shank | General Hardware
002402711 | PADLOCK | Brass, Type 234B, Short Shank, Keyed Alike to suit MEB Key 27427 | General Hardware
002402707 | PADLOCK | Brass, Type 234B, Keyed Alike to suit MEB Master Key T608, Short Shanked, without Keys | General Hardware
001852396 | PADLOCK | A1 Long Shackle Brass Lockwood 234AB, Ref LA5555 Locks to be Engraved "EEC" (No Keys Required) | General Hardware
002400706 | PADLOCK | Brass, Type 234AB, to NORQEB Masterseries MK-A, without Keys | General Hardware
002437267 | PADLOCK | Chrome, 50mm Boron Shackle, Keyed (C-SO) Central Switching Operator, No Key | General Hardware
002403437 | PADLOCK | 45mm W, 41mm H, Brass Case, 48mm Opening Hardened Brass Shackle, Keyed Alike to T87, Ref LQ22378, w/o Keys, Case Stamped 'Ergon Energy', T87 Stamped Adjacent to | General Hardware
002400707 | PADLOCK | Brass, Type 232AB, Keyed Alike, (Key # 563) 38mm Shackle, without Keys | General Hardware
002437184 | PADLOCK | Chrome, 25mm Boron Shackle, Keyed (S-SO) Southern Switching Operator, No Key | General Hardware
002437168 | PADLOCK | Chrome, 50mm Boron Shackle, Keyed (N-SO) Northern Switching Operator, No Key | General Hardware
002406889 | PADLOCK | Less Key, Keyed to Ergon Energy A2 Security Series with Long Brass Shackle | General Hardware
002437150 | PADLOCK | Chrome, 50mm Boron Shackle, Keyed (N-NS) Northern Non-Switching, No Key | General Hardware
002403842 | PADLOCK | Brass, D2 Lockwood Series 234, Keys Not Required | General Hardware
002437259 | PADLOCK | Chrome, 50mm Boron Shackle, Keyed (C-NS) Central Non-Switching, No Key | General Hardware
002437218 | PADLOCK | Chrome, 50mm Boron Shackle, Keyed (S-SO) Southern Switching Operator, No Key | General Hardware
002437200 | PADLOCK | Chrome, 50mm Boron Shackle, Keyed (C-SC) Southern Communication Site, No Key | General Hardware
002437192 | PADLOCK | Chrome, 50mm Boron Shackle, Keyed (S-NS) Southern Non-Switching, No Key | General Hardware
002400705 | PADLOCK | Brass, 334B Pad, 38mm S/Steel Shackle, Master Series MK-A, with Keys | General Hardware
002406890 | PADLOCK | Less Key, Keyed to Ergon Energy A3 Security Series with Long Brass Shackle | General Hardware
002400704 | PADLOCK | Brass, Type 234/45/119/5KD, with Keys | General Hardware
002403435 | PADLOCK | 45mm W, 45mm H, Brass Case, 38mm Opening Hardened Brass Shackle, Keyed Alike to 81, Ref LQ22378, w/o Keys, Case Stamped Ergon Energy 81, Stamped Adjacent to | General Hardware
001852388 | PADLOCK | A1 Short Shackle Brass, Lockwood 234B Ref LA5555, Locks to be Engraved "CEC" (No Keys Required) (scm) | General Hardware
002403841 | PADLOCK | Brass with Ext Brass Staple D2 Series Type 245AB, Keyed Alike, Ref LA686 Rass D2 Series, Type 245AB, Keys Not Required | General Hardware
002402721 | PADLOCK | Brass, Type 234AB, Long Shank, Keyed Alike to Master Key T608 | General Hardware
001852418 | PADLOCK | A1 Long Shackle H/Steel Lockwood 234A, Ref # LA5555 Locks to be Engraved "EEC" (No Keys Required) | General Hardware
002422087 | PADS,KNEE,INDUSTRIAL | Swivel Type, Featuring Hard-Industrial Plastic Cap, use in Hard Hostile Terrain | Hardware & Tools
002495778 | PAINT | Fireshell F1E HV, Grey, 15L, Intumescent Bushfire Resistant Coating | General Hardware
002402151 | PAINT,FINISHING | Enamel, White, 310g Spraypak Can (P12) | Dangerous Goods
002404375 | PAINT,FINISHING | Enamel, Zinc Coating, for Cold Galv, 400g Spraypak Can (P12) | Dangerous Goods
002471365 | PAINT,FINISHING | Touch Up, Ready Match, Grey, 341g Aerosol Pressure Pack Can, for PUPI Composite Crossarms (scm) | Dangerous Goods
002404374 | PAINT,FINISHING | Enamel, Zinc Coating, Red Oxide, 250g Spraypak Can | Dangerous Goods
000104683 | PAINT,FINISHING | Acrylic, Low Sheen, UV Stable, Black, 4L Water Based (P4) | General Hardware
002402152 | PAINT,FINISHING | Enamel, Deep Brunswick Green, 300g Spraypak Can | Dangerous Goods
002402155 | PAINT,FINISHING | Enamel, Storm Grey, 4L, N42 to AS2700 (P4) | Dangerous Goods
002404407 | PAINT,FLUORESCENT | Fluorescent Yellow, 350g Spraypak Can | PPE, Hardware & Tools
002403699 | PAINT,FLUORESCENT | Enamel Fluorescent Orange Gloss, 350g Spraypak Can (P12) | PPE, Hardware & Tools
002402156 | PAINT,FLUORESCENT | Spot Marking, Iridescent Red, 350g Spraypak Can (P12) | Dangerous Goods
002403286 | PAINT,MARKING | Spray & Mark, Marking Ink, Matt Black, Quick Dry, 350g Aerosol, Carton of 12 | PPE, Hardware & Tools
000024825 | PANEL | HMI Operator Panel, for NOJA RC10 Series | Switchgear Distribution
000004144 | PANEL,ASSEMBLY | 1RU, 19" Cable Management Panel | Substation
000003219 | PANEL,ASSEMBLY | Baseline Arc Venting System, Pressure Relief Arc Tunnel, ETS 2010/0048/T, Sched 6.1.1 Item 1I, Conneq iPower | Substation
000003573 | PANEL,ASSEMBLY | Pressure Relief Arc Tunnel, Damper, 1000mm, 2 Hour Fire Rated, Type BV2, ETS 2010/0048/T, Sched 6.1.2 Item 1P, Conneq iPower | Substation
000003218 | PANEL,ASSEMBLY | Bus Earth Switch, 12kV, 2500A, 31.5kA/ 3Sec, 230V AC Aux, 110V DC Controls, L2 Polution, Withdrawable, Type BV2, ETS 2010/0048/T, Sched 6.1.1 Item 1G, | Substation
000003572 | PANEL,ASSEMBLY | Pressure Relief Arc Tunnel, Damper, 650mm, 2 Hour Fire Rated, Type BV2, ETS 2010/0048/T, Sched 6.1.2 Item 1O, Conneq iPower | Substation
000003212 | PANEL,ASSEMBLY | Feeder Capicator Bank to 10MVar, 12kV, 2500A, 31.5kA/3Sec, CT1, 230V AC Aux, 110V DC Controls, L2 Pollution, Withdrawable, Type BV2, ETS 2010/0048/T, | Substation
000003580 | PANEL,ASSEMBLY | Bus Earth c/w Withdrawable VT, 12kV, 2500A, 31.5kA/3Sec, 230V AC Aux, L2 Pollution, Withdrawable, Type BV2, ETS 2010/0048/T, Sched 6.1.1 Item 1H, | Substation
000003216 | PANEL,ASSEMBLY | Bus Tie (Bus2/Bus3) 12kV, 2500A, 31.5kA/ 3Sec, 230V AC Aux, 110V DC Controls, L2 Pollution, Withdrawable, Type BV2, ETS 2010/0048/T, Sched 6.1.1 Item 1K, | Substation
000003222 | PANEL,ASSEMBLY | Feeder, Pressure Relief Arc Tunnel, Type BV2, ETS 2010/0048/T, Sched 6.1.2 Item 1B, Conneq iPower | Substation
000003581 | PANEL,ASSEMBLY | Drop Down Box, Type BV2, suit IIN3208 Incomer Assy Panel, ETS 2010/0048/T, Sched 6.1.1 Item 1A, Lend Lease iPower | Substation
000003226 | PANEL,ASSEMBLY | Bus Riser with Bus Earthing Switch, Pressure Relief Arc Tunnel, Type BV2, ETS 2010/0048/T, Sched 6.1.2 Item 1G, Conneq iPower | Substation
000003225 | PANEL,ASSEMBLY | Withdrawable VT & Earthing Switch, Pressure Relief Arc Tunnel, Type BV2, ETS 2010/0048/T, Sched 6.1.2 Item 1F, Conneq iPower | Substation
000003585 | PANEL,ASSEMBLY | Cable Tie Panel c/w Withdrawable VT & Earth Switch, 12kV, 1250A Bus, 25kA/3Sec 230V AC Aux, L2 Pollution, Withdrawable, Type BV2, ETS 2010/0048/T, Item 5D, | Substation
000003579 | PANEL,ASSEMBLY | Feeder c/w Fixed VT, 12kV, 2500A, 31.5kA/3Sec, CT1, 230V AC Aux, 110V DC Controls, L2 Pollution, Withdrawable, Type BV2, ETS 2010/0048/T, Sched 6.1.1 | Substation
000003799 | PANEL,ASSEMBLY | Generator, 12kV, 2500A, 2500A Bus, 31.5kA/3Sec, CT6 & CT7 Block per Phase, 230V AC Aux, 110V DC Controls, L2 Pollution, Withdrawable VT, Type BV2, | Substation
000003221 | PANEL,ASSEMBLY | Incomer, Pressure Relief Arc Tunnel, Type BV2, ETS 2010/0048/T, Sched 6.1.2 Item 1A, Conneq iPower | Substation
000003224 | PANEL,ASSEMBLY | Bus Tie (Bus1/Bus2) Pressure Relief Arc Tunnel, Type BV2, ETS 2010/0048/T, Sched 6.1.2 Item 1D, Conneq iPower | Substation
000003584 | PANEL,ASSEMBLY | Feeder, 12kV, 650A, 1250A Bus, 25kA/3Sec, CT3, 230V AC Aux, 110V DC Controls, L2 Pollution, Withdrawable, Type BV2, ETS 2010/0048/T, Item 5B, | Substation
000003223 | PANEL,ASSEMBLY | Feeder Capacitor Bank up to 10MVar, Pressure Relief Arc Tunnel, Type BV2, ETS 2010/0048/T, Sched 6.1.2 Item 1C, Conneq iPower | Substation
000003583 | PANEL,ASSEMBLY | Feeder, 12kV, 1250A, 1250A Bus, 25kA/3Sec, CT1, 230V AC Aux, 110V DC Controls, L2 Pollution, Withdrawable, Type BV2, ETS 2010/0048/T, Item 5B, | Substation
000003661 | PANEL,ASSEMBLY | Incomer 1600A, 12kV, 2500A Bus, 31.5/kA/3Sec, 1xCT2 & 1xCT3 Blocks per Phase, 230V AC Aux, 110V DC Controls, L2 Pollution, Withdrawable, Type BV2, | Substation
000003599 | PANEL,ASSEMBLY | Incomer, 12kV, 2500A, 31.5kA/3Sec, CT2 & CT3 Blocks per Phase, 230V AC Aux, 48V DC Controls, L2 Pollution, Withdrawable, Type BV2, ETS 2010/0048/T, | Substation
000003210 | PANEL,ASSEMBLY | Feeder, 12kV, 2500A, 31.5kA/3Sec, CT1, 230V AC Aux, 110V DC Controls, L2 Pollution, Withdrawable, Type BV2, ETS 2010/0048/T, Sched 6.1.1 Item1B, | Substation
000003597 | PANEL,ASSEMBLY | Cable Entry Bus Tie 2500A, 12kV, 2500A Bus, 31.5kA/3Sec, 1xCT4 & 1xCT5 Blocks per Phase, 230V AC Aux, 110V DC Controls L2 Pollution, Withdrawable, Type BV2, | Substation
000003227 | PANEL,ASSEMBLY | Bus Tie (Bus2/Bus3) Pressure Relief Arc Tunnel, Type BV2, ETS 2010/0048/T, Sched 6.1.2 Item 1K, Conneq iPower | Substation
000003588 | PANEL,ASSEMBLY | Drop Down Box, Type BV2, suit IIN3521 Incomer Assy Panel, ETS 2010/0048/T, Sched 6.2.1 Item 1A, Lend Lease iPower | Substation
000003214 | PANEL,ASSEMBLY | Bus Tie (Bus1/Bus2) 12kV, 2500A, 31.5kA/ 3Sec, 2 x CT3, 230V AC Aux, 110V DC Controls, L2 Pollution, Withdrawable, Type BV2, ETS 2010/0048/T, | Substation
000003220 | PANEL,ASSEMBLY | Ultimate Arc Venting System, Pressure Relief Arc Tunnel, ETS 2010/0048/T, Sched 6.1.1 Item 1J, Conneq iPower | Substation
000003571 | PANEL,ASSEMBLY | Pressure Relief Arc Tunnel, Extension up to 2m c/w S/Steel External Cover, Type BV2, ETS 2010/0048/T, Sched 6.1.2 Item 1M, Conneq iPower | Substation
000003600 | PANEL,ASSEMBLY | Feeder c/w Fixed VT, 12kV, 2500A, 31.5kA /3Sec, 1 x CT1 Block per Phase, 230V AC Aux, 48V DC Controls, L2 Pollution, Withdrawable, Type BV2, ETS 2010/0048/T, | Substation
000003598 | PANEL,ASSEMBLY | Bus Tie (Bus1/Bus2) 12kV, 2500A, 31.5kA/ 3Sec,1 x CT4 & 1 x CT5 Blocks per Phase, 230V AC Aux, 48V DC Controls, VT1, L2 Pollution, Withdrawable, Type BV2, | Substation
000003217 | PANEL,ASSEMBLY | Bus Riser c/w Withdrawable VT & Earth Switch, 12kV, 2500A, 31.5kA/3Sec, 230V AC Aux, L2 Pollution, Withdrawable, Type BV2, ETS 2010/0048/T, | Substation
000024871 | PANEL,ASSEMBLY | Equipment Housing, suits ABB RED615 Relay, 50mm Projection, 177 x 186mm | Protection Relay
000003228 | PANEL,ASSEMBLY | Bus Riser, Pressure Relief Arc Tunnel, Type BV2, ETS 2010/0048/T, Sched 6.1.2 Item 1L, Conneq iPower | Substation
000003208 | PANEL,ASSEMBLY | Incomer, 12kV, 2500A, 31.5kA/3Sec, CT2, CT3, 230V AC Aux, 110V DC Controls, L2 Pollution, Withdrawable, Type BV2, ETS 2010/0048/T, Sched 6.1.1 Item 1A, | Substation
000003582 | PANEL,ASSEMBLY | Incomer, 12kV, 1250A, 25kA/3Sec, CT2, 230V AC Aux, 110V DC Controls, L2 Pollution, Withdrawable, Type BV2, ETS 2010/0048/T, Item5A, | Substation
002420982 | PANEL,BLANK | SCADA, SCD5200, SCD6000, Non-CE | Communications
002475242 | PANEL,BLANK | Omron CS1 Series, Space Unit, Single Slot, Blank Protective Cover, for unused I/O Slot Spaces in CS/C200H Series Units | Remote Generation
002437515 | PANEL,ELEC EQUIP | Interconnection Panel c/w FPI PCB, for ABB Safelink2, JTS 06-08-01 (scm) | Switchgear
002497519 | PANEL,ELEC EQUIP | Side Panel, for FA1P Cubicle, 48U x 800mm, S10016363-03 | Fabricated Metalware
000004158 | PANEL,ELEC EQUIP | Side Panel, FA2, RA2 & RA5, 45U x 800mm | Fabricated Metalware
000004160 | PANEL,ELEC EQUIP | Side Panel, RA3 & RA4, 45U x 600mm | Fabricated Metalware
002497527 | PANEL,ELEC EQUIP | Side Panel, for FA2P Cubicle, 45U x 800mm, S10016363-03 | Fabricated Metalware
002466050 | PANEL,FUSE | Street Lighting for Minor Road Pole, 230 x 46mm Panel c/w Terminal Block, RCBO & Drip Shield, Dwg EQLS-10033, ETS 05-06-01 (scm) | U/G Pits & Pillars
002421204 | PANEL,FUSE | 6 x 100A Fuseholders, Prewired, for use in LV Cross-Road pillars, ETS 14-04-01 (scm) | U/G Pits & Pillars
002421212 | PANEL,FUSE | 6 x 100A Fuseholders, Prewired for use in LV Supply Pillars (scm) | U/G Pits & Pillars
000141254 | PANEL,FUSE | 3 x 100A Fuseholders, 1 x 6 Hole Neutral Link, for use in U/G Service Pillars, QESI 35/99 Item 6 (P8) (scm) | U/G Equipment
001103813 | PANEL,FUSE | Street Lighting for Minor Road Pole, Terminal Panel width to be 46mm, Dwg CEC V4 S8 P9 (P15) (scm) | U/G Pits & Pillars
001103815 | PANEL,FUSE | Street Lighting for Major Road Pole, Dwg 05-06-02 (P20) (scm) | U/G Pits & Pillars
000003866 | PANEL,MULTIFUNCTION | KDT 622, Operating Panel, suit FQD Transmitter Control, ETS 2011/0363/T 12r-FQD | Substation
002443463 | PANEL,MULTIFUNCTION | FlexDSX, 19" Empty Panel, 16 Module Capacity, Cross Connect E1, Multifunction, EE Dwg 1014130-03 | Communications
002443281 | PANEL,PATCH,COMMS | 19" Recess, 3RU x DB25 x 32-Way, 100mm | Communications
002474211 | PANEL,PATCH,COMMS | RJ45 Patch Panel, 24 Port, CAT6 c/w Removable Cable Manager | Communications
002443273 | PANEL,PATCH,COMMS | 19" Recess, 2RU x DB25 x 16-Way | Communications
002443497 | PANEL,PATCH,COMMS | 19" Recess, 2RU x DB9 x 16-Way | Communications
000168552 | PANEL,POWER DISTRIBUTION | Noryl Plastic, 280 x 205mm | U/G Equipment
000000331 | PANEL,POWER DISTRIBUTION | 110/125V, 20 x 2 Pole DC Distribution Board | Network Spares
002405050 | PANEL,POWER DISTRIBUTION | Large Blank, Zelemite or Similar, 495 x 205 x 10mm, with Chamfered Edges, MEB Dwg A430089 | U/G Equipment
002405436 | PANEL,POWER DISTRIBUTION | Link Isolating, 3 Way Support for URD LV Pillar | U/G Equipment
002464493 | PAPER,ABRASIVE | Wet & Dry Sand Paper, 400 Grit, 230 x 280mm, Al Oxide on C-Weight Paper | Remote Generation
002404273 | PAPER,ABRASIVE | Emery Tape, P220 Grit | General Hardware
001860216 | PAPER,TOILET | Roll 5741, 2 Ply, 400 Sheet (P48) | General
002480861 | PARTITION,TERMINAL BLOCK | Spacer Plate, suit PT6-T Terminal Block | Substation Accessories
000030298 | PARTITION,TERMINAL BLOCK | Type TW SAKB/C/T, 3mm W, Terminal Block Accessory for SAKC 10 2STB, EE Dwg # 901625-06 | Substation Accessories
002494516 | PARTITION,TERMINAL BLOCK | Type ATP-URTK/SP, Partition Plate, 64mm Lg, 2mm W, 99mm H, Grey, Pack of 100 | Substation Batteries
002495208 | PARTITION,TERMINAL BLOCK | TS-RTK - Partition Plate, 0.8 x 72 mm, Grey | Substation Accessories
002496891 | PARTITION,TERMINAL BLOCK | Partition Plate, 47 x 40 x 1.5mm, Grey, DIN Rail | Remote Generation
000011174 | PARTITION,TERMINAL BLOCK | Type HP2 Support Bracket, SAK Series Fixing Plate, 3mm, Beige, for G32 & TH35 DIN Rail Mtg, u/w ADP2 Protective Cover Strip, Terminal Block Accessory | PPE, Hardware & Tools
002496933 | PARTITION,TERMINAL BLOCK | Partition Plate, Mini, 2mm Thk, Grey, DIN Rail | Remote Generation
000021438 | PARTITION,TERMINAL BLOCK | Type TS-KK3, Partition Plate, 14mm Lg, 0.5mm W, 16mm H, Gray, suit Terminal Type UDK4, Pack of 50 | Hardware & Tools
000021415 | PARTITION,TERMINAL BLOCK | Type APT-UK, Partition Plate, 56mm Lg, 1.5mm W, 45.7mm H, Gray, suit Terminal Type UK6N & UK10N, Pack of 50 | Hardware & Tools
000021428 | PARTITION,TERMINAL BLOCK | Type TP-UK35, Partition Plate, 50mm Lg, 7.5mm W, 52mm H, Gray, suit Terminal Type UK35, Pack of 10 | Hardware & Tools
000011175 | PARTITION,TERMINAL BLOCK | Type HP3 Support Bracket, SAK Series Fixing Plate, 3mm, Beige, for G32 & TH35 DIN Rail Mtg, u/w ADP3 Protective Cover Strip, Terminal Block Accessory | PPE, Hardware & Tools
000021416 | PARTITION,TERMINAL BLOCK | Type TS-K, Partition Plate, 22mm Lg, 0.5mm W, 22mm H, Gray, suit Terminal Type UK6N, UK10N & UK35, Pack of 50 | Hardware & Tools
000030310 | PARTITION,TERMINAL BLOCK | Type CS, Circuit Seperator, Grey, Terminal Block Accessory | Substation Accessories
000030302 | PARTITION,TERMINAL BLOCK | Type TW SAKB/C/T1, 1.5mm W, Terminal Block Accessory for SAKT 1/LT STB14/4, EE Dwg # 901625-06 | Substation Accessories
002486108 | PARTITION,TERMINAL BLOCK | Type TS-UT 6-T/SP, Partition Plate, 105.2mm Lg, 1mm W, 67.5mm H, Gray, suit Terminals | Hardware & Tools
002435956 | PARTS KIT | Retrofit Kit, Revision "C" Operating Mechanism Kit for ABB Safelink RMU | Switchgear
002435964 | PARTS KIT | Retrofit Kit, Fuse Door Interlock Kit for ABB Safelink RMU | Switchgear
002435386 | PARTS KIT | Retrofit Kit, Cable Entry Cover, LV Cubi Padmount Transformer, Generator Cables (scm) | Protection
002487445 | PARTS KIT | Control Conversion Kit, 110V DC c/w 2 x Trip Coil, Close Coil, Change Over Switch & Contactor, suit 3Ph GE Hypact-72.5 & Hypact-145 | Switchgear Substation
002487395 | PARTS KIT | Spring Charge Conversion Kit, 110V DC c/w Protective Motor Switch, Contactor, Time Relay & Motor, suit 3Ph GE Hypact-72.5 & Hypact-145 | Switchgear Substation
002487494 | PARTS KIT | Control Conversion Kit, 32V DC c/w 2 x Trip Coil, Close Coil, Change Over Switch & Contactor, suit Single Pole GE Hypact-72.5 & Hypact-145 | Switchgear Substation
002471092 | PARTS KIT | Retrofit Kit, RL2 - MA & FA Motor Pack V3, for Schneider RL Series | Protection
000003921 | PARTS KIT | Control Conversion Kit, 48V DC c/w 2 x Trip Coil, Close Coil, Change Over Switch & Contactor, suit 3Ph GE CBs GL309F1, GL312F1, GL314F1, DT1 72.5F1, | Switchgear Substation
002485779 | PARTS KIT | Retrofit Kit, for Fulton 3-Way Link Pillar c/w Operation Instructions & Diagram, Lockout Kit & Label Kit, Stds A677 | U/G Pits & Pillars
000003923 | PARTS KIT | Control Conversion Kit, 125V DC c/w 2 x Trip Coil, Close Coil, Change Over Switch & Contactor, suit 3Ph GE CBs GL309F1, GL312F1, GL314F1, DT1 72.5F1, | Switchgear Substation
000003922 | PARTS KIT | Control Conversion Kit, 110V DC c/w 2 x Trip Coil, Close Coil, Change Over Switch & Contactor, suit 3Ph GE CBs GL309F1, GL312F1, GL314F1, DT1 72.5F1, | Switchgear Substation
000003920 | PARTS KIT | Control Conversion Kit, 32V DC c/w 2 x Trip Coil, Close Coil, Change Over Switch & Contactor, suit 3Ph GE CBs GL309F1, GL312F1, GL314F1, DT1 72.5F1, | Switchgear Substation
000003919 | PARTS KIT | Spring Charge Conversion Kit, 230V AC c/w Protective Motor Switch, Contactor, Time Relay & Motor, suit 3Ph GE CBs GL309F1, GL312F1, GL314F1, DT1 72.5F1, | Switchgear Substation
000003918 | PARTS KIT | Spring Charge Conversion Kit, 125V DC c/w Protective Motor Switch, Contactor, Time Relay & Motor, suit 3Ph GE CBs GL309F1, GL312F1, GL314F1, DT1 72.5F1, | Switchgear Substation
002487510 | PARTS KIT | Control Conversion Kit, 110V DC c/w 2 x Trip Coil, Close Coil, Change Over Switch & Contactor, suit Single Pole GE Hypact-72.5 & Hypact-145 | Switchgear Substation
002488419 | PARTS KIT | Each Type of LV Items for MCB & Relay, suit GE F35-145kV GIS | Switchgear Substation
002487296 | PARTS KIT | Spring Charge Conversion Kit, 125V DC c/w Protective Motor Switch, Contactor, Time Relay & Motor, suit Single Pole GE GL309F3, GL312F3, GL314F3, DT1 72.5F3, | Switchgear Substation
002487411 | PARTS KIT | Spring Charge Conversion Kit, 230V AC c/w Protective Motor Switch, Contactor, Time Relay & Motor, suit 3Ph GE Hypact-72.5 & Hypact-145 | Switchgear Substation
002487429 | PARTS KIT | Control Conversion Kit, 32V DC c/w 2 x Trip Coil, Close Coil, Change Over Switch & Contactor, suit 3Ph GE Hypact-72.5 & Hypact-145 | Switchgear Substation
002487478 | PARTS KIT | Spring Charge Conversion Kit, 125V DC c/w Protective Motor Switch, Contactor, Time Relay & Motor, suit Single Pole GE Hypact-72.5 & Hypact-145 | Switchgear Substation
X2435956 | PARTS KIT | Retrofit Kit, Revision "C" Operating Mechanism Kit for ABB Safelink RMU | Switchgear
002485258 | PARTS KIT | Bose A20 Accessory Kit c/w Microphone Cover, Headset Ear Cushion Kit, Headband Cushion Kit | HS & PPE
000003917 | PARTS KIT | Spring Charge Conversion Kit, 110V DC c/w Protective Motor Switch, Contactor, Time Relay & Motor, suit 3Ph GE CBs GL309F1, GL312F1, GL314F1, DT1 72.5F1, | Switchgear Substation
002487460 | PARTS KIT | Spring Charge Conversion Kit, 110V DC c/w Protective Motor Switch, Contactor, Time Relay & Motor, suit Single Pole GE Hypact-72.5 & Hypact-145 | Switchgear Substation
002487452 | PARTS KIT | Control Conversion Kit, 125V DC c/w 2 x Trip Coil, Close Coil, Change Over Switch & Contactor, suit 3Ph GE Hypact-72.5 & Hypact-145 | Switchgear Substation
002487403 | PARTS KIT | Spring Charge Conversion Kit, 125V DC c/w Protective Motor Switch, Contactor, Time Relay & Motor, suit 3Ph GE Hypact-72.5 & Hypact-145 | Switchgear Substation
002487528 | PARTS KIT | Control Conversion Kit, 125V DC c/w 2 x Trip Coil, Close Coil, Change Over Switch & Contactor, suit Single Pole GE Hypact-72.5 & Hypact-145 | Switchgear Substation
002487320 | PARTS KIT | Control Conversion Kit, 48V DC c/w 2 x Trip Coil, Close Coil, Change Over Switch & Contactor, suit Single Pole GE GL309F3, GL312F3, GL314F3, DT1 72.5F3, | Switchgear Substation
002487338 | PARTS KIT | Control Conversion Kit, 110V DC c/w 2 x Trip Coil, Close Coil, Change Over Switch & Contactor, suit Single Pole GE GL309F3, GL312F3, GL314F3, DT1 72.5F3, | Switchgear Substation
002487346 | PARTS KIT | Control Conversion Kit, 125V DC c/w 2 x Trip Coil, Close Coil, Change Over Switch & Contactor, suit Single Pole GE GL309F3, GL312F3, GL314F3, DT1 72.5F3, | Switchgear Substation
002487502 | PARTS KIT | Control Conversion Kit, 48V DC c/w 2 x Trip Coil, Close Coil, Change Over Switch & Contactor, suit Single Pole GE Hypact-72.5 & Hypact-145 | Switchgear Substation
002487353 | PARTS KIT | GE 32V DC, Set of Auxiliary Switches & Relays, suit GL309, GL312, GL314, DT1 72.5, DT1 145 | Switchgear Substation
002487379 | PARTS KIT | GE 110V DC, Set of Auxiliary Switches & Relays, suit GL309, GL312, GL314, DT1 72.5, DT1 145 | Switchgear Substation
002487304 | PARTS KIT | Spring Charge Conversion Kit, 230V DC c/w Protective Motor Switch, Contactor, Time Relay & Motor, suit Single Pole GE GL309F3, GL312F3, GL314F3, DT1 72.5F3, | Switchgear Substation
002487387 | PARTS KIT | GE 125V DC, Set of Auxiliary Switches & Relays, suit GL309, GL312, GL314, DT1 72.5, DT1 145 | Switchgear Substation
002487361 | PARTS KIT | GE 48V DC, Set of Auxiliary Switches & Relays, suit GL309, GL312, GL314, DT1 72.5, DT1 145 | Switchgear Substation
002487437 | PARTS KIT | Control Conversion Kit, 48V DC c/w 2 x Trip Coil, Close Coil, Change Over Switch & Contactor, suit 3Ph GE Hypact-72.5 & Hypact-145 | Switchgear Substation
002487486 | PARTS KIT | Spring Charge Conversion Kit, 230V DC c/w Protective Motor Switch, Contactor, Time Relay & Motor, suit Single Pole GE Hypact-72.5 & Hypact-145 | Switchgear Substation
000024748 | PARTS KIT | Retrofit Kit, Safelink, ABB, Ring Mechanism (Isolator switch), Revision E | Switchgear
002487312 | PARTS KIT | Control Conversion Kit, 32V DC c/w 2 x Trip Coil, Close Coil, Change Over Switch & Contactor, suit Single Pole GE GL309F3, GL312F3, GL314F3, DT1 72.5F3, | Switchgear Substation
002487288 | PARTS KIT | Spring Charge Conversion Kit, 110V DC c/w Protective Motor Switch, Contactor, Time Relay & Motor, suit Single Pole GE GL309F3, GL312F3, GL314F3, DT1 72.5F3, | Switchgear Substation
000024747 | PARTS KIT | Retrofit Kit, Safelink, ABB, Switch Fuse Interlock & Mechanism, Revision E | Switchgear
002430569 | PARTS KIT | Hanging Kit c/w Magnet, Hook & Strap, suit Fluke Meters (scm) | Hardware & Tools
002426377 | PARTS KIT | Retrofit Kit, 3 x AB Chance Load Break Interrupter Kit, suit AEM ABS | Protection
002471340 | PARTS KIT | Upgrade Kit for Pole Top Rescue c/w Adjustable Anchor Strap, Descender, Rescue Cutter, Tool Pouch & Contents Label, supplied in a Zip Lock Bag | PPE, Hardware & Tools
002468916 | PARTS KIT,CYLINDER HEAD,DIESEL ENGINE | Cylinder Head VRS Kit, Head Gasket, Intake & Exhaust Gaskets, Scania DC13 Mechanical Parts | Remote Generation
002454635 | PARTS KIT,ELECTRONIC EQUIPMENT | Smart Meter Basic Kit & Bracket Retrofit, to 11kV Padmounted Substations (scm) | Meters
002459857 | PARTS KIT,FIBRE OPTIC | FIST-GCO2, Single Port Cable Sealing Kit, 5 - 30mm Cable Dia Range c/w Central Strength Member Termination, for Closure Joint Box | Communications
002480986 | PARTS KIT,HEARING | Earmuff Liners, Replacement Sweatpads | HS & PPE
002482107 | PARTS KIT,HEARING | HYX4 Hygiene Kit, for 3M Earmuffs | HS & PPE
002498285 | PARTS KIT,HEARING | SENA Expand Mesh Hygiene Kit, Replacement Boom Mic & Ear Pads, for Expand Mesh Multi-Purpose Headset | HS & PPE
002422160 | PARTS KIT,TERMINAL JUNCTION | Terminal Box, Fixed Base Pole Kit c/w 2 x Terminal Blocks for Fixed Base Street Light Pole (scm) | Street Lights
002492023 | PARTS KIT,TERMINAL JUNCTION | Slip Base Pole Kit c/w 20A (10x38mm) Fuse & Holder, M8 4mm2 Lug, 2 Terminal Blocks, for fixed Base Street Light | Street Lights
002492031 | PARTS KIT,TERMINAL JUNCTION | Fixed Base Pole Kit 3 Ph c/w 20A (10x38) Fuse & Holder, M8 x 4mm2 Lug, 16mm2 Lug, 2 Terminal Blocks, for Slip Base Street Light Pole | Street Lights
002407102 | PEG,SURVEY | Rural Locating, 1000 x 25 x 25mm, Painted Yellow, EE Dwg 903987-01, (In Bdls.of 40) | General Hardware
002403432 | PEG,SURVEY | 200 x 50 x 38mm, Painted Blue, EE Dwg 903987-01 (In Bdls.of 100) | General Hardware
002407104 | PEG,SURVEY | Urban Locating, 450 x 50 x 25mm, Painted Red, EE Dwg 903987-01, (In Bdls.of 40) | General Hardware
002407106 | PEG,SURVEY | Rural Locating, 1000 x 25 x 25mm, Painted Blue, EE Dwg 903987-01, (In Bdls.of 40) | General Hardware
002402450 | PEG,SURVEY | 200 x 50 x 38mm, Painted Yellow, EE Dwg 903987-01 (In Bdls.of 100) | General Hardware
000455204 | PEG,SURVEY | 200 x 50 x 38mm, Painted Red, EE Dwg 903987-01 (In Bdls.of 100) | General Hardware
002407108 | PEG,SURVEY | Rural Locating, 1000 x 25 x 25mm, Painted Red, EE Dwg 903987-01, (In Bdls.of 40) | General Hardware
002407107 | PEG,SURVEY | Rural Locating, 1000 x 25 x 25mm, Painted Fluro Pink, EE Dwg 903987-01, (In Bdls.of 40) | General Hardware
002407103 | PEG,SURVEY | Urban Locating, 450 x 50 x 25mm, Painted Blue, EE Dwg 903987-01, (In Bdls.of 40) | General Hardware
000105122 | PENETRATING FLUID | Lanolin Liquid, 20L Drum (P2) | O/Head Line
002464451 | PENETRATING FLUID | Bolt Off, Prenetraing Release Agent, Loosens Rust & Corrosion, Cleans Grease, Dirt & Sludge, 400g Aerosol | Remote Generation
002464394 | PENETRATING FLUID | WD-40, Multi-Use, Smart Straw, 350g Aerosol | PPE, Hardware & Tools
002402443 | PENETRATING FLUID | Multi Purpose Penetrating Lubricant, 300g Spraypak Can | Hardware & Tools
002450435 | PHASE & FEEDER IDENTIFIER | Live LV, 9 Channel, Network Cable Mapper Identify Live Outgoing LV Phase/Feeder/ Circuit & Display Customer Connections from Base Unit | Hardware & Tools
001184026 | PHOTOELECTRIC CELL | Switch, NEMA Base, 1800VA High Rating, for use up to 700W, Major Roads, EQTS 05-05-01 (scm) | Street Lights
002401918 | PHOTOELECTRIC CELL | Blank Shorting Unit Plug, suit NEMA Base for Standard Photo-Electric Outdoor Lighting Control, EQTS 05-05-01 (scm) | Street Lights
001175094 | PHOTOELECTRIC CELL | Switch, D2 Base, 400VA Low Rating, w/Internal Black Shroud, for use up to 125W, Minor Roads, EQTS 05-05-01 (scm) | Street Lights
002471951 | PILLAR | Electricity Supply Pillar, 440V, 3 Ph, 3-Way, 400A c/w 6 Service Fuses & 3 Generator Plugs (scm) | U/G Pits & Pillars
000104356 | PILLOW,ABSORBENT,HAZMAT | Spill Containment, 450 x 450 x 75mm (P20) | General
000472257 | PIN | Eye Pin, Flanged Type 800, Dwg 22-A4-8 Rev C | Galv Products
000472249 | PIN | Eye Pin, Flanged Type 150, Dwg 22-A4-8 Rev C | Galv Products
002402346 | PIN | Eye Pin, Stay, M24 x 150mm, 36mm Eye Dia, Galv Steel | Galv Products
000435009 | PIN | Fuse & Screw Hook Combination, Pattern B Head, ETS 01-01-01, Dwg 01-09-03 (P50) | Forged Fittings
002403422 | PIN,COTTER,SPLIT | Type A, Split Humpback, S/Steel, for 16 to 20mm Pins or Bolts, Type HP/A, to AS1154.2 (P50) | Forged Fittings
002400810 | PIN,COTTER,SPLIT | S/Steel, M5 x 40mm | General Hardware
002453405 | PIN,INSULATOR | M20, C/200/11 x 50mm, ETS 01-01-01 (scm) | Forged Fittings
000456065 | PIN,INSULATOR | M20, A/130/7 x 200mm, ETS 01-01-01 Dwg 01-06-02 (scm) | Forged Fittings
000456001 | PIN,INSULATOR | M24, C/200/11 x 200mm, ETS 01-01-01 Dwg 01-06-03 (P50) (scm) | Forged Fittings
000455964 | PIN,INSULATOR | M20, A/130/7 x 165mm, Galv Steel, ETS 01-01-01, Dwg 01-06-02 (P10) (scm) | Forged Fittings
000455956 | PIN,INSULATOR | M16, B/100/3.5 x 140mm, ETS 01-01-01, Dwg 01-06-01 (P25) (scm) | Forged Fittings
002400805 | PIN,INSULATOR | M24, C/300/7 x 50mm, ETS 01-01-01 Dwg 01-06-03 (P5) | Forged Fittings
002487569 | PIN,INSULATOR | B/100/3.5 x 140mm, S/Steel Gde 316, ETS 01-01-01, Dwg 01-06-01 | Line Support Equip
002407096 | PIN,INSULATOR | M20 A/130/7 x 165mm, Rolled Thread S/Steel Gde 316, Dwg 01-06-02 | Line Support Equip
002407095 | PIN,INSULATOR | M24 C/200/11 x 165mm, Rolled Thread S/Steel Gde 316, Dwg 01-06-03 (P5) | Line Support Equip
000456049 | PIN,INSULATOR | Fuse, Pattern B Head, L Type, ETS 01-01-01 Dwg 01-09-01 (P50) | Forged Fittings
002404191 | PIN,INSULATOR | M20, C/310/11 x 50mm, FN Dwg G-141 A4 | Forged Fittings
002466423 | PIN,INSULATOR | M16, B/100/3.5 x 200mm, ETS 01-01-01, Dwg EQLS-10007-01 (scm) | Forged Fittings
000455875 | PIN,INSULATOR | Coashscrew Threaded Shank, 22kV, Bridging, C/150/7, CA Dwg 22-A4-9 Rev B | Forged Fittings
000455999 | PIN,INSULATOR | M24, C/200/11 x 165mm, ETS 01-01-01, Dwg 01-06-03 (P5) (scm) | Forged Fittings
002404190 | PIN,INSULATOR | M20, C/400/7 x 50mm, for Steel Arm, ETS 01-01-01 Typical Dwg 01-06-02 (P10) | Forged Fittings
002404188 | PIN,INSULATOR | M20, C/400/7 x 135mm, ETS 01-01-01 Typical Dwg 01-06-02 (P10) | Forged Fittings
002404189 | PIN,INSULATOR | M20, C/250/7 x 135mm, ETS 01-01-01 Typical Dwg 01-06-02 (P10) | Forged Fittings
002401326 | PIN,INSULATOR | Fuse, Pattern "B" Head, L Type Threaded (Insulator), M16, B/100/3.5 x 140mm C/W Nuts | Forged Fittings
002404186 | PIN,INSULATOR | Service "L" Type, Galv, 150x80x12mm, QESI Spec 22-A4 (Bags of 50) | Forged Fittings
002402992 | PIN,INSULATOR | 33kV, Bridging, C/200/11 Stem with M16 x 130 Coachscrew Threaded Shank, SW Dwg 9/10 | Forged Fittings
000456081 | PIN,INSULATOR | M20, C/150/7 x 200mm, ETS 01-01-01 Typical Dwg 01-06-02 (P10) (scm) | Forged Fittings
000456006 | PIN,INSULATOR | M20, C/150/7 x 165mm, ETS 01-01-01 Typical Dwg 01-06-02 (P10) | Forged Fittings
002427979 | PIN,LOCK | Hastings Cat # 11973 | Hardware & Tools
001766648 | PIN,STRAIGHT,HEADED | Shear Pin, for Chance Torque Indicator on Borer/Lifter | O/Head Line
002474682 | PIN,STRAIGHT,HEADED | High Tensile Auger Pin, suit 75mm2 Drive c/w Lynch Pin & Clip Safety Shroud. | Tools & Equipment
002495281 | PIPE ASSEMBLY,METAL | Downrod, 6.5m, 50NB, suit 72.5kV ABS, Dwg 73621 | Subtransmission
002462984 | PIPE,EXHAUST | Exhaust Elbow, Engine, Hino JO8 Mechanical Parts | Remote Generation
002402115 | PIPE,METALLIC | 6.5m Lg, Water 25 NB, Galv Steel Plain End | General Hardware
002402116 | PIPE,METALLIC | 6.5m Lg, Water 40 NB, Galv Steel, Plain End | General Hardware
002427771 | PIT,UTILITY | Without Lid, U/G Body Type P2, Black HDPE (scm) | U/G Pits & Pillars
000168052 | PIT,UTILITY | Pit U/G Body Type P4, Black HDPE (Comes in pallets of 16 only) | U/G Pits & Pillars
002438919 | PIT,UTILITY | Cablemate Type 66, Polymer Concrete, 665 x 665 x 620mm, 62kg, No Lid | U/G Equipment
002489342 | PIT,UTILITY | U/G Cable Link Box, Precast Concrete, c/w 2 Part Class D Cast Iron Cover | U/G Pits & Pillars
000104462 | PIT,UTILITY | Plastic, Type LP8, use with Cast Iron Crossbar (IIN2300022) & 2 x Pit Lid Type LP6 (IIN104815), 6 per Pallet (P1) (scm) | U/G Pits & Pillars
000019872 | PIT,UTILITY | Type P8, Cable Pit Body, Polymer Concrete, 1395 x 580 x 900mm c/w T-Bar, u/w Type 8 Galv Steel Pit Lid | U/G Pits & Pillars
002405160 | PIT,UTILITY | Pit Cable Jointing Type PIT7 (Plastic) 910mm Long 440mm Wide 1075mm Deep Complete with 2 Concrete Lids (Marked Electric Cable) and Junction Tee Bar | U/G Pits & Pillars
002405060 | PLASTIC SHEET | Visqueen Clear 100um Thk, 100 x 2m Rolls | U/G Equipment
002465854 | PLASTIC SHEET | Stretch Film, Clear, 500mm x 380m | HS & PPE
002442606 | PLASTIC SHEET | Stretch Film, 25um, Black, Machine Blown | Remote Generation
000240790 | PLASTIC SHEET | Builders Film, Black, 4m x 50m x 200um, For use with Asbestos | HS & PPE
000023332 | PLASTIC SHEET | Stretch Film, Bundling Wrap, 100mm x 150m, used with Bundling Dispenser, 10 Rolls per carton | General Hardware
002476547 | PLATE | Plate Spring, for Switch Cap, For use in Magnefix / Hazemeyer MD4 RMU | Tools & Equipment
002476554 | PLATE | Plate Spring, Heavy Duty, for Switch Cap, For use in Magnefix / Hazemeyer MD4 RMU | Tools & Equipment
002453439 | PLATE,BLANKING | Joint Plate Blanking Piece, Dowelled Heatshrink Covered Mechanical Lug (scm) | O/Head Line
000004018 | PLATE,BLANKING | Type S4-4U-BL, 19" Rack Blanking Plate, High Size 4 | Fabricated Metalware
000004020 | PLATE,BLANKING | Type S8-4U-BL, 19" Rack Blanking Plate 4U, High Size 8 | Fabricated Metalware
000004002 | PLATE,BLANKING | Type 1U-BL 2H, 19" Rack Blanking Plate 1U | Fabricated Metalware
000004004 | PLATE,BLANKING | Type 3U-BL, 19" Rack Blanking Plate 3U | Fabricated Metalware
002475697 | PLATE,BLANKING | Type 10U, 19" Rack Mounting Plate, 10U, Touch Screen, Cutout, 410.5 x 315mm, EESS-10721-01, 00000666 | Substation Accessories
002486371 | PLATE,BLANKING | 19" Rack Blanking plate 4U, 24c ASEA Equipment Frame, 166mm W | Fabricated Metalware
002486363 | PLATE,BLANKING | 19" Rack Blanking plate 4U, 12c ASEA Equipment Frame, 83mm W | Fabricated Metalware
000004021 | PLATE,BLANKING | Type S6-TR, 19" Rack, 4RU, Size 6, Dwg 901638-02-0A, ETS 2006/0142/T | Substation
000004008 | PLATE,BLANKING | Type 4U-BL, 19" Rack Blanking Plate 4U | Fabricated Metalware
000004003 | PLATE,BLANKING | Type 2U-BL 2H, 19" Rack Blanking Plate 2U | Fabricated Metalware
000004011 | PLATE,BLANKING | Type 6U-BL, 19" Rack Blanking Plate 6U | Fabricated Metalware
000004019 | PLATE,BLANKING | Type S6-4U-BL, 19" Rack Blanking Plate 4U, High Size 6 | Fabricated Metalware
000004017 | PLATE,BLANKING | Type S3-4U-BL, 19" Rack Blanking Plate 4U, High Size 3 | Fabricated Metalware
000004015 | PLATE,BLANKING | Type S1-4U-BL, 19" Rack Blanking Plate 4U, High Size 1 | Fabricated Metalware
000004016 | PLATE,BLANKING | Type S2-4U-BL, 19" Rack Blanking Plate 4U, High Size 2 | Fabricated Metalware
002406174 | PLATE,IDENTIFICATION | Trafolyte Type Link Pillar, Identification as per WBBEB Dwg A3-594 (MOQ 10) | U/G Equipment
002457232 | PLATE,IDENTIFICATION | Warning Sign, Steel Tower, 400 x 325 x 2mm. Dwg N091-0010-01 | Subtransmission
002442747 | PLATE,IDENTIFICATION | Number Plate, Circuit Id, 100 x 505 x 2mm, Al, Blue Text on Natural Al, Example Dwg 1035003-01 | Subtransmission
002442721 | PLATE,IDENTIFICATION | Pole Number Plate, Double Circuit, 350 x 300 x 2mm, Al, Circuit Info: Blue Text on Natural Al, Pole Info: Yellow Text on Black, Example Dwg 899298-02 | Subtransmission
002457224 | PLATE,IDENTIFICATION | Number Plate, SC Steel Tower, 200 x 100 x 2mm, Al, Yellow Text on Black Al, Dwg N091-0009-91 | Subtransmission
000453094 | PLATE,IDENTIFICATION | Backing Plate, for Sign Numeral "3" Label (IIN453078), Dwg 22-A4-550 (scm) | Street Lights
000453090 | PLATE,IDENTIFICATION | Backing Plate, for Id Marker "METERED" Label (IIN453084), Dwg 22-A4-550 (scm) | Street Lights
002432235 | PLATE,IDENTIFICATION | Mounting Tray, suit 10 x Pressed Al Letter & Numeral Plates, 40mm Wide, 22mm High, Black on Yellow, EE Dwg 995129-01 (scm) | Misc Aluminium
000003253 | PLATE,IDENTIFICATION | Nameplate, Non-deteriorating, Duplicate Rating Plates for each set of 3 CT's, Mark permanently with info detailed in contract ETS 2010/0321/T(29B) | Substation
002442713 | PLATE,IDENTIFICATION | Pole Number Plate, Single Circuit, 350 x 100 x 2mm, Al, Circuit Info: Blue Text on Natural Al, Pole Info: Yellow Text on Black, Example Dwg 899298-01 | Subtransmission
002442739 | PLATE,IDENTIFICATION | Number Plate, Single Circuit, Aerial Id, 1080 x 450 x 2.5mm, Al, Yellow Text on Black, Example Dwg N026-1421-01 | Subtransmission
000023394 | PLATE,IDENTIFICATION | Plastic, Blue, Phase Identification, suit Sicame Multi-Service LV ABC Connectors | Signs
000023393 | PLATE,IDENTIFICATION | Plastic, White, Phase Identification, suit Sicame Multi-Service LV ABC Connectors | Signs
002401603 | PLATE,IDENTIFICATION | for Switches 600 x 100 x 3mm, Clear Anodised Al Plate, Dwg 10/51 (MOQ60) | Misc Aluminium
000419054 | PLATE,IDENTIFICATION | Phase Identification Discs-Yellow-To Purchasing Specification PS4/016/OMDE/78 | Misc Aluminium
000023392 | PLATE,IDENTIFICATION | Plastic, Red, Phase Identification, suit Sicame Multi-Service LV ABC Connectors | Signs
000030155 | PLATE,JOINING,CABLE RACK | Splice, Non-Hinged Plate, NEMA 12B Steel, Galv Steel | Line Support Equip
000030156 | PLATE,JOINING,CABLE RACK | Splice, Hinged Horizontal, NEMA 12B Steel, Galv Steel | Line Support Equip
000030174 | PLATE,JOINING,CABLE RACK | ST3 Bendside, 3m Lg, 50mm H, Galvabond, to create bends of varying degrees | Line Support Equip
000030182 | PLATE,JOINING,CABLE RACK | ST3 Link Plate, 50mm H, Galvabond, to join & vary the angle of a cable tray | Line Support Equip
000030188 | PLATE,JOINING,CABLE RACK | ST5 Splice Plate, 75mm H, Galvabond, to join cable tray sections together | Line Support Equip
000030185 | PLATE,JOINING,CABLE RACK | ST5 Link Plate, 75mm H, Galv Steel, to join & vary the angle of a cable tray | Line Support Equip
000030189 | PLATE,JOINING,CABLE RACK | ST5 Splice Plate, 75mm H, Galv Steel, to join cable tray sections together | Line Support Equip
000030177 | PLATE,JOINING,CABLE RACK | ST5 Bendside, 3m Lg, 75mm H, Galv Steel to create bends of varying degrees | Line Support Equip
000030183 | PLATE,JOINING,CABLE RACK | ST3 Link Plate, 50mm H, Galv Steel, to join & vary the angle of a cable tray | Line Support Equip
000030187 | PLATE,JOINING,CABLE RACK | ST3 Splice Plate, 50mm H, Galv Steel, to join cable tray sections together | Line Support Equip
000030175 | PLATE,JOINING,CABLE RACK | ST3 Bendside, 3m Lg, 50mm H, Galv Steel, to create bends of varying degrees | Line Support Equip
000030184 | PLATE,JOINING,CABLE RACK | ST5 Link Plate, 75mm H, Galvabond, to join & vary the angle of a cable tray | Line Support Equip
000030176 | PLATE,JOINING,CABLE RACK | ST5 Bendside, 3m Lg, 75mm H, Galvabond, to create bends of varying degrees | Line Support Equip
000030186 | PLATE,JOINING,CABLE RACK | ST3 Splice Plate, 50mm H, Galvabond, to join cable tray sections together | Line Support Equip
000030157 | PLATE,JOINING,CABLE RACK | Splice, Hinged Vertical, NEMA 12B Steel, Galv Steel | Line Support Equip
002446748 | PLATE,METAL | Attachment Plate, 400mm Dia, 12mm, Galv Steel, Connect to Crossmember, suit Double Circuit Construction, EE Dwg ES000737-01 | Subtransmission
002425536 | PLATE,METAL | Tension, Gusset Plate, 8mm Pl, Galv Steel, Stamp with "IIN2425536", Dwg ES000740-01 | Subtransmission
002417434 | PLATE,METAL | Roof Plate, S/Steel, Min of 400mm Lg, Multiple Holes for screwing to roof, for Restraint Anchorage, One Clip in point for Karabiner, AS/NZS 1891.3 | Height Safety
002408953 | PLATE,METAL | Cover, 400mm Dia, Galv Steel, Stamp with "IIN 2408953" EE Dwg 907264-02 | Subtransmission
002409084 | PLATE,METAL | Hanger, Galv Steel, Stamp with IIN2409084, EE Dwg ES000747-01 EE Dwg 906878-02 Item 9 | Subtransmission
002442176 | PLATE,METAL | Conductor Attachment Assembly, Item N3, C1T90A, EE Dwg A1-H-107130-03 | Subtransmission
002409092 | PLATE,METAL | Hanger Attachment, Galv Steel, Stamp with "IIN2409092", EE Dwg ES000785-01 EE Dwg 906878-02 Item 10 | Subtransmission
002409597 | PLATE,METAL | Stay Attachment Plate, PL 10mm x 75 x 1000 Lg, Galv Steel, Stamp with "IIN 2409597" EE Dwg 917971-03 Item 11 | Subtransmission
002409522 | PLATE,METAL | Compression Gusset, 12mm Plate, Galv Steel, Stamp with "IIN 2409522" EE Dwg 917971-03 Item 10 | Subtransmission
002409514 | PLATE,METAL | Tension Gusset, 8mm Plate, Galv Steel, Stamp with "IIN 2409514" EE Dwg 917971-03 Item 9 | Subtransmission
002409324 | PLATE,METAL | Yoke, 260 x 190 x 20PL, 288kN, Stay, Galv Steel, Stamp with "IIN 2409324" EE Dwg 90745-02 Item 11 | Subtransmission
002409233 | PLATE,METAL | Attachment Plate, 12mm Plate, Galv Steel, Stamp with "IIN 2409233" EE Dwg 916556-02 Item 101 | Subtransmission
002409142 | PLATE,METAL | Compression Gusset, 12mm Plate, Galv Steel, Stamp with 'IIN 2409142" EE Dwg 908942-02 Item 11 | Subtransmission
002409134 | PLATE,METAL | Tension Gusset, 8mm Plate, Galv Steel, Stamp with "IIN 2408134" EE Dwg 908942-02 Item 12 | Subtransmission
002407271 | PLATE,METAL | Strain Link, 160KN, Maintenance, ETS 11-09-01, EE Dwg ES000784-01 | Line Hardware
002456234 | PLATE,METAL | GUSS Platform Plate, 230 x 75mm, 10pl Galv Steel Plate, for GUSS Unit, EE Dwg 1052078-14 (scm) | CSI (Solar Power)
002403739 | PLATE,METAL | Rectangular, Galv Steel, 100 x 95 x 5, with 17mm Dia Hole, Used for Pole Reinstatement, Dwg PC16/307/3 (P50) | Polenail
002442341 | PLATE,METAL | CA1, Extended Climbing Aid Stile, Galv, 2614 x 65 x 10mm, Dwg 911073-01 Item 1 | Subtransmission
002442499 | PLATE,METAL | Hanger, Galv Steel, Stamp with 'C8/6', EE Dwg 1020774-02 Item 8 | Subtransmission
002443208 | PLATE,METAL | Cover, 430mm Dia, Galv Steel, EE Dwg 907264-02 | Subtransmission
002442168 | PLATE,METAL | Conductor Attachment Assembly, Item N2, C1T90A, EE Dwg A1-H-107130-03 | Subtransmission
002442226 | PLATE,METAL | Earthwire & Stay Attachment Assembly, Item T3, CT90, EE Dwg A1-N-413103-03 | Subtransmission
002435899 | PLATE,METAL | Connection Crossarm, 110kV Wishbone, PL 6 x 75 x 506mm Lg, Galv Steel (scm) | Line Support Equip
002409076 | PLATE,METAL | Connection Crossarm, PL 12 x 200 Lg, Galv Steel, Stamp with "IIN2409076", EE Dwg ES000771-01 | Subtransmission
002407257 | PLATE,METAL | Yoke, 120kN, ETS 11-09-01, EE Dwg ES000784-01 | Forged Fittings
002420065 | PLATE,METAL | Link Plate, Assembly 120kN, 250mm Long c/w Bolts & Nuts | Subtransmission
002442390 | PLATE,METAL | CA5, Packer, Galv, 40 x 40 x 10mm, Dwg 911073-01 Item 10 | Subtransmission
002456242 | PLATE,METAL | GUSS Attachment Plate, 180 x 100mm, 10pl Galv Steel Plate c/w 16RMS Rod Welded to Base, to attach GUSS Unit to Concrete, EE Dwg 1052078-15 (scm) | CSI (Solar Power)
002443232 | PLATE,METAL | Cover, 620mm Dia, Galv Steel, EE Dwg 907264-02 | Subtransmission
002419380 | PLATE,METAL | Yoke/Connection Plate Assembly, Galv, 288kN c/w Bolts, Nuts & S/S Humpback Split Pins, EE Dwg ES000763-01 | Subtransmission
002456317 | PLATE,METAL | GUSS Platform Plate, 280 x 75mm, 10pl Galv Steel Plate, for GUSS Unit, EE Dwg 1052078-17 (scm) | CSI (Solar Power)
002442259 | PLATE,METAL | Earthwire & Stay Attachment Assembly, Item T15, CT90, EE Dwg A1-N-413103-03 | Subtransmission
002443224 | PLATE,METAL | Cover, 490mm Dia, Galv Steel, EE Dwg 907264-02 | Subtransmission
002442192 | PLATE,METAL | Earthwire & Stay Attachment Assembly, Item N1, C1T90A, Dwg A1-H-107130-03 | Subtransmission
002442267 | PLATE,METAL | Earthwire & Stay Attachment Assembly, Item T16, CT90, EE Dwg A1-N-413103-03 | Subtransmission
002442242 | PLATE,METAL | Earthwire & Stay Attachment Assembly, Item T14, CT90, EE Dwg A1-N-413103-03 | Subtransmission
002442200 | PLATE,METAL | Earthwire & Stay Attachment Assembly, Item R5, HIT45C, EE Dwg A1-H-108924-02 | Subtransmission
002442184 | PLATE,METAL | Conductor Attachment Assembly, Item N4, C1T90A, EE Dwg A1-H-107130-03 | Subtransmission
002442382 | PLATE,METAL | A15, Support Bracket ,Galv, EE Dwg N026-1358-01 Item 8 | Subtransmission
002443216 | PLATE,METAL | Cover, 460mm Dia, Galv Steel, EE Dwg 907264-02 | Subtransmission
002458339 | PLATE,METAL | Metal Cable Guard, Corner Piece, for GUSS, EE Dwg 1056380-01 (scm) | CSI (Solar Power)
002442358 | PLATE,METAL | CA2, Climbing Aid Stile, Galv, 1991 x 65 x 10mm, Dwg 911073-01 Item 2 | Subtransmission
002409555 | PLATE,METAL | Hanger, Galv Steel, Stamp with IIN2409555, EE Dwg ES000635-01 EE Dwg 917980-02 Item 17 | Subtransmission
002409316 | PLATE,METAL | Connection Plate, 300 x 100 x 12 PL, 288kN Stay, Galv Steel, Stamp with "IIN 2409316" EE Dwg 907451-02 Item 12 | Subtransmission
002425544 | PLATE,METAL | Gusset Plate, 12mm Pl, Galv Steel, for Connection to Compression Member, Stamp with "IIN 2425544", Dwg ES000740-01 EE Dwg 909976-02 Item 10 | Subtransmission
002408961 | PLATE,METAL | Cover, 310mm Dia, Galv Steel, Stamp with "IIN 2408961" EE Dwg 907264-02 | Subtransmission
002467561 | PLATE,METAL | Endplate with Spacer to Composite Crossarm, Galv Steel, 310 x 50mm, Dwg 6-2-3039-1 & Dwg 1067909-01 | Subtransmission
000004010 | PLATE,MOUNTING | Type 4U-4, 19" Rack, 4RU, Dwg 901626-05-0A, ETS 2006/0142/T | Substation
000004163 | PLATE,MOUNTING | 19" Rack Mounting Kit for ABB 615 Series Relays | Substation
002497584 | PLATE,MOUNTING | Type 5U-CGI, 19" Rack, Dwg 10022931-02 | Fabricated Metalware
000004012 | PLATE,MOUNTING | Type 6U-1, 19" Rack, 6RU, Dwg 901628-02-0A, ETS 2006/0142/T | Substation
002448132 | PLATE,MOUNTING | Transformer Hold Down, 250 x 200 x12 PL, Galv Steel, EE Dwg 1020748-03 Item 34 Mark G | Galv Products
000004099 | PLATE,MOUNTING | Type 14U-Metering, 19" Rack Mounting Plate 14U | Fabricated Metalware
000004013 | PLATE,MOUNTING | Type 10U-Touch Screen, 19" Rack Mounting Plate 10U | Fabricated Metalware
000004033 | PLATE,MOUNTING | Type 4U-Relay Frame, 19" Rack Mounting Plate 4U, to fit ASEA, Micom | Fabricated Metalware
000004007 | PLATE,MOUNTING | Type 3U-TT, 19" Rack Mounting Plate 3U, Test Terminals | Fabricated Metalware
000004101 | PLATE,MOUNTING | Type 4U-Integra, 19" Rack Mounting Plate 4U, 2 x CB & Integra | Fabricated Metalware
000004006 | PLATE,MOUNTING | Type 3U-3, 19" Rack Mounting Plate 3U, 3 x K&N Switches & Lamps | Fabricated Metalware
000004097 | PLATE,MOUNTING | Type 3U-CB, 19" Rack Mounting Plate 3U, CB Switches & Lamps | Fabricated Metalware
000004005 | PLATE,MOUNTING | Type 3U-2, 19" Rack Mounting Plate 3U, 16 x Fuse/Link | Fabricated Metalware
000004100 | PLATE,MOUNTING | Type 3U-1, 19" Rack Mounting Plate 3U, 15 x Fuse/Link | Fabricated Metalware
000004162 | PLATE,MOUNTING | 19" Rack Mounting Kit for ABB 620 Series Relays | Substation
002490647 | PLATE,MOUNTING | 19" Rack Mounting Plate 3U, Hinged Label u/w Phoenix PT6-T Test Terminals | Fabricated Metalware
002489334 | PLATFORM,POLE | Universal Insulated Composite Pole Platform, 850mm long (Small) with Rough Top Deck & Locking Mechanism, WLL 200kg | Hardware & Tools
002434520 | PLATFORM,POLE | Universal Insulated Composite Pole Platform, 1050mm Lg with Rough Top Deck & Locking Mechanism, WLL 200kg | Hardware & Tools
002401340 | PLATFORM,POLE | TX, Single Pole 2000kg Galv Steel SA23, WB Dwg A3-2 Issue D | O/Head Line
002401341 | PLATFORM,POLE | TX, Twin Pole 4000kg Galv Steel SA24, WB Dwg A3-3 Issue D | O/Head Line
002479681 | PLIERS | Slip-Joint Adjustable, 250mm Lg, 1000V Insulated | Tools & Equipment
002411569 | PLIERS | 205mm, Insulated 1000V, for use in Insulated Tool Kit | Hardware & Tools
002411577 | PLIERS | 205mm, Long Nose, for use in Insulated Tool Kit | Hardware & Tools
002483980 | PLIERS | All-Angle, Sunrise Attachment (Live Line Tools) | Tools & Equipment
002434751 | PLIERS | 200mm Lg, Insulating, Fibreglass Reinforced Plastic, S/Steel Wire Cutter, Steel Reinforced Jaw Insert (MOQ100) | Tools & Equipment
002411585 | PLIERS,DIAGONAL CUTTING | 185mm, Side Cutters, for use in Insulated Tool Kit | Hardware & Tools
002411593 | PLIERS,SLIP JOINT | 310mm, Multigrip, for use in Insulated Tool Kit | Hardware & Tools
000456804 | PLUG | Tapered, Black, 10-16mm, Polesaver, Sq Keyhole, for Sealing Inspection Holes in Wood Poles (P200) | O/Head Line
002460020 | PLUG | 12mm, Tapered Plastic, Black, suit 10mm Dia Pole Saver Rod, for Sealing Inspection Holes in Wood Poles, 200 per Bag | O/Head Line
002427839 | PLUG | 19mm, Plastic, Black, Round Internal Finishing, for use in Steel Poles (scm) | O/Head Line
002439834 | PLUG | Panel, Dome, 22mm Dia x 3.2mm Plate, Nylon, Black, to suit CB Control Panel (P100) | General
002496347 | PLUG | Retractable Straight Plug, Insulated, 4mm, Black | Hardware & Tools
002459436 | PLUG | SC Simplex Blanking Plug, Rect, Nylon | Communications
002491744 | PLUG | Lift Cover Plug, for EJ Co Explosion Mitigation Lids | U/G Pits & Pillars
002486538 | PLUG | Anti Access Lock Plug, for EJCo Explosion Mitigation Lids | U/G Pits & Pillars
002439859 | PLUG | Panel, Shorty, 5.5mm Dia x 1.6mm Plate, Nylon, Black, suit Fuse/Link Panel (P100) | General
002439842 | PLUG | Panel, Dome, 14.3mm Dia x 3.2mm Plate, Nylon, Black, suit Fuse/Link Panel (P100) | General
002459444 | PLUG | ST Simplex Blanking Plug, Round, Nylon | Communications
002480853 | PLUG | Isolating Plug, White, suit PT6-T Terminal Block | Substation Accessories
002480846 | PLUG | Isolating Plug, Red, suit PT6-T Terminal Block | Substation Accessories
002480838 | PLUG | Isolating Plug, Yellow, suit PT6-T Terminal Block | Substation Accessories
002491553 | PLUG | Lift Cover Plug, for Johnson Screens Explosion Mitigation Lids | U/G Pits & Pillars
002489789 | PLUG | PAI-4-FIX-5/6 GY, Test Adapter Plug, 2mm Male to 4mm Banana Female, Gray, suit 10A, 250V Phoenix Terminals | Substation Accessories
002495216 | PLUG | PSBJ 3,5/18/6 WH - Test Plug Strip, # of Positions: 1, White | Substation Accessories
002486660 | PLUG | Anti Access Lock Plug, for Johnson Screens Explosion Mitigation Lids | U/G Pits & Pillars
002470052 | PLUG | 9/16" JIC Plug, Hydraulic Fitting | Remote Generation
002470078 | PLUG | 7/8" JIC Plug, Hydraulic Fitting | Remote Generation
002470086 | PLUG | 1-1/16" JIC Plug, Hydraulic Fitting | Remote Generation
002470060 | PLUG | 3/4" JIC Plug, Hydraulic Fitting | Remote Generation
000456813 | PLUG | Tapered, Black, 10-19mm, Polesaver, Square Keyhole, for Sealing Inspection Holes in Wood Poles (P200) | O/Head Line
002427813 | PLUG | 12mm, Plastic, Black, Round Internal Finishing, for use in Steel Poles (scm) | O/Head Line
002427821 | PLUG | 16mm, Plastic, Black, Round Internal Finishing, for use in Steel Poles (scm) | O/Head Line
002479715 | PLUG,PROTECTIVE,DUST & MOISTURE | Keyhole Plug, Plastic, for EJCo Pit Cover Lift Point (MOQ 20) | U/G Pits & Pillars
000104769 | PLUG,RUBBER | Type Large Beam, suit Power Beam | Polenail
000104772 | PLUG,RUBBER | Type Micro Beam, suit Power Beam | Polenail
000104770 | PLUG,RUBBER | Type Small Beam, suit Power Beam | Polenail
000104771 | PLUG,RUBBER | Type Mini Beam, suit Power Beam | Polenail
002495851 | POLE,COMPOSITE | 11m Lg, 5-9kN, P11/5-9F, FP11/5 | Composite Poles
002495935 | POLE,COMPOSITE | 14m Lg, 12-22kN, P14/12-22F, FP14/12 | Composite Poles
002495885 | POLE,COMPOSITE | 12.5m Lg, 5-9kN, P12.5/5-9F, FP12.5/5 | Composite Poles
002495893 | POLE,COMPOSITE | 12.5m Lg, 8-14kN, P12.5/8-14F, FP12.5/8 | Composite Poles
002495901 | POLE,COMPOSITE | 12.5m Lg, 12-22kN, P12.5/12-22F, FP12.5/12 | Composite Poles
002495927 | POLE,COMPOSITE | 14m Lg, 8-14kN, P14/8-14F, FP14/8 | Composite Poles
002495919 | POLE,COMPOSITE | 14m Lg, 5-9kN, P14/5-9F, FP14/5 | Composite Poles
002495877 | POLE,COMPOSITE | 11m Lg, 12-22kN, P11/12-22F, FP11/12 | Composite Poles
002495869 | POLE,COMPOSITE | 11m Lg, 8-14kN, P11/8-14F, FP11/8 | Composite Poles
002448991 | POLE,LINE CONSTRUCTION,CONCRETE | 30.0m, 80kN, Rural Vertical Strain 85-95 Deg 405 Tip Pole 132kV, SC, Dwg 5-20-215-6 | Concrete Poles
002431245 | POLE,LINE CONSTRUCTION,CONCRETE | 29.0m, DC6F25, Dwg 923216-03 | Concrete Poles
002410538 | POLE,LINE CONSTRUCTION,CONCRETE | 27.0m, 40kN, Rural Single CCT Delta Suspension E/W Riser, for Normal & 1 Ext Xarms, Dwg 5-20-2-9 | Concrete Poles
002444867 | POLE,LINE CONSTRUCTION,CONCRETE | 21.0m, 60kN, Urban Vertical Strain Angle 65-75 Deg Pole, Dwg 5-21-11-2 (scm) | Concrete Poles
002423275 | POLE,LINE CONSTRUCTION,CONCRETE | 14.0m, 24kN, Rural Strain/Term Delta, EE Dwg 1576-3 | Concrete Poles
002450757 | POLE,LINE CONSTRUCTION,CONCRETE | 30.0m, 60kN, Urban Delta Strain 15-35 Deg Angle 405 Tip Pole, 66kV, EE Dwg 5-2-1074 | Concrete Poles
002444990 | POLE,LINE CONSTRUCTION,CONCRETE | 24.0m, 80kN, Urban Vertical Strain Angle 75-85 Deg Pole, Dwg 5-21-12-8 (scm) | Concrete Poles
002447209 | POLE,LINE CONSTRUCTION,CONCRETE | 14.0m, 32kN Single Circuit, suit VT, EE Dwg 1857-7 (scm) | Concrete Poles
002412039 | POLE,LINE CONSTRUCTION,CONCRETE | 18.0m, 60kN, Urban Flying Angle, Dwg 5-21-4-6 | Concrete Poles
002412286 | POLE,LINE CONSTRUCTION,CONCRETE | 21.0m, 60kN, Urban Vertical Strain 0-5 Deg, Dwg 5-21-5-2 | Concrete Poles
002412138 | POLE,LINE CONSTRUCTION,CONCRETE | 24.0m, 60kN, Urban Flying Angle, Dwg 5-21-4-8 | Concrete Poles
002430924 | POLE,LINE CONSTRUCTION,CONCRETE | 31.0m, DC6SOM, Dwg 908942-03 | Concrete Poles
002441822 | POLE,LINE CONSTRUCTION,CONCRETE | 24.0m, 60kN, Rural Vertical Strain 65-75 Deg Deviation, SC, Dwg 5-20-13-3 (scm) | Concrete Poles
002444917 | POLE,LINE CONSTRUCTION,CONCRETE | 27.0m, 80kN, Urban Vertical Strain Angle 65-75 Deg Pole, Dwg 5-21-11-9 (scm) | Concrete Poles
002447043 | POLE,LINE CONSTRUCTION,CONCRETE | 18.5m, 16kN Double Circuit, suit VS/VT, EE Dwg 1602-3 (scm) | Concrete Poles
002445930 | POLE,LINE CONSTRUCTION,CONCRETE | 27.0m, 80kN, Rural Vertical Strain Angle 65-75 Deg Pole, DC, Dwg 5-20-113-9 (scm) | Concrete Poles
002445856 | POLE,LINE CONSTRUCTION,CONCRETE | 30.0m, 80kN, Rural Vertical Strain Angle 55-65 Deg Pole, DC, Dwg 5-20-112-10 (scm) | Concrete Poles
002445310 | POLE,LINE CONSTRUCTION,CONCRETE | 24.0m, 80kN, Rural Vertical Strain Angle 0-5 Deg Pole, DC, Dwg 5-20-107-8 (scm) | Concrete Poles
002430668 | POLE,LINE CONSTRUCTION,CONCRETE | 12.0m, Stayed, Bollard, Dwg 912424-01 | Concrete Poles
002431179 | POLE,LINE CONSTRUCTION,CONCRETE | 20.0m, DC6F25, Dwg 923216-03 | Concrete Poles
002445948 | POLE,LINE CONSTRUCTION,CONCRETE | 30.0m, 60kN, Rural Vertical Strain Angle 65-75 Deg Pole, DC, Dwg 5-20-113-5 (scm) | Concrete Poles
002431757 | POLE,LINE CONSTRUCTION,CONCRETE | 32.0m, C1T90, Dwg 953201-03 | Concrete Poles
002431062 | POLE,LINE CONSTRUCTION,CONCRETE | 28.0m, DC6SOH, Dwg 908942-03 | Concrete Poles
002446896 | POLE,LINE CONSTRUCTION,CONCRETE | 18.5m, 40kN Double Circuit, suit HPI/HPA EE Dwg 1603-12 (scm) | Concrete Poles
002444552 | POLE,LINE CONSTRUCTION,CONCRETE | 24.0m, 80kN, Urban Vertical Strain Angle 5-15 Deg Pole, Dwg 5-21-6-8 (scm) | Concrete Poles
002446441 | POLE,LINE CONSTRUCTION,CONCRETE | 30.0m, 60kN, Semi Urban Vertical Intermediate Pole, SC/DC, Dwg 5-21-21-5 (scm) | Concrete Poles
002410900 | POLE,LINE CONSTRUCTION,CONCRETE | 27.0m, 80kN, Rural Vertical Strain 55-65 Deg Deviation, SC, Dwg 5-20-12-9 EE Dwg 5-2-1145 (scm) | Concrete Poles
002444693 | POLE,LINE CONSTRUCTION,CONCRETE | 27.0m, 80kN, Urban Vertical Strain Angle 35-45 Deg Pole, Dwg 5-21-8-9 (scm) | Concrete Poles
002446235 | POLE,LINE CONSTRUCTION,CONCRETE | 27.0m, 80kN, Rural Vertical Strain Angle 95-105 Deg Pole, DC, Dwg 5-20-115-9 (scm) | Concrete Poles
002439438 | POLE,LINE CONSTRUCTION,CONCRETE | 30.0m, 30kN, Rural Suspension c/w 2 & 3 Ext Xarms, Assy A1127-21, Dwg 5-20-3-5 (scm) | Concrete Poles
002412740 | POLE,LINE CONSTRUCTION,CONCRETE | 24.0m, 80kN, Urban Vertical Strain 55-65 Deg, Dwg 5-21-10-8 | Concrete Poles
002431849 | POLE,LINE CONSTRUCTION,CONCRETE | 28.0m, C1T90X, Dwg 934380-03 | Concrete Poles
002431682 | POLE,LINE CONSTRUCTION,CONCRETE | 25.0m, C1T90, Dwg 953201-03 | Concrete Poles
002447514 | POLE,LINE CONSTRUCTION,CONCRETE | 15.5m, 16kN Single Circuit, suit VS45, EE Dwg 1588-14 (scm) | Concrete Poles
002446367 | POLE,LINE CONSTRUCTION,CONCRETE | 18.0m, 60kN, Semi Urban Vertical Intermediate Pole, SC/DC, Dwg 5-21-21-1 (scm) | Concrete Poles
002430866 | POLE,LINE CONSTRUCTION,CONCRETE | 25.0m, DC6SOM, Dwg 908942-03 | Concrete Poles
002450617 | POLE,LINE CONSTRUCTION,CONCRETE | 18.0m, 60kN, Urban Delta Strain 5-15 Deg Angle 405 Tip Pole, 66kV, EE Dwg 5-2-1073 | Concrete Poles
002445500 | POLE,LINE CONSTRUCTION,CONCRETE | 24.0m, 60kN, Rural Vertical Strain Angle 15-35 Deg Pole, DC, Dwg 5-20-109-3 (scm) | Concrete Poles
002430916 | POLE,LINE CONSTRUCTION,CONCRETE | 30.0m, DC6SOM, Dwg 908942-03 | Concrete Poles
002444776 | POLE,LINE CONSTRUCTION,CONCRETE | 24.0m, 80kN, Urban Vertical Strain Angle 45-55 Deg Pole, Dwg 5-21-9-8 (scm) | Concrete Poles
002411973 | POLE,LINE CONSTRUCTION,CONCRETE | 27.0m, 50kN, Urban Vertical Intermediate Dwg 5-21-3-14 | Concrete Poles
002445039 | POLE,LINE CONSTRUCTION,CONCRETE | 30.0m, 80kN, Urban Vertical Strain Angle 75-85 Deg Pole, Dwg 5-21-12-10 (scm) | Concrete Poles
002446797 | POLE,LINE CONSTRUCTION,CONCRETE | 17.0m, 16kN Double Circuit, suit HPI/HPA EE Dwg 1603-2 (scm) | Concrete Poles
002445450 | POLE,LINE CONSTRUCTION,CONCRETE | 30.0m, 80kN, Rural Vertical Strain Angle 5-15 Deg Pole, DC, Dwg 5-20-108-10 (scm) | Concrete Poles
002445427 | POLE,LINE CONSTRUCTION,CONCRETE | 27.0m, 60kN, Rural Vertical Strain Angle 5-15 Deg Pole, DC, Dwg 5-20-108-4 (scm) | Concrete Poles
002444735 | POLE,LINE CONSTRUCTION,CONCRETE | 18.0m, 80kN, Urban Vertical Strain Angle 45-55 Deg Pole, Dwg 5-21-9-6 (scm) | Concrete Poles
002445195 | POLE,LINE CONSTRUCTION,CONCRETE | 27.0m, 50kN, Rural Vertical Flying Angle Pole, DC, Dwg 5-20-106-4 (scm) | Concrete Poles
002446854 | POLE,LINE CONSTRUCTION,CONCRETE | 17.0m, 32kN Double Circuit, suit HPI/HPA EE Dwg 1603-8 (scm) | Concrete Poles
002444446 | POLE,LINE CONSTRUCTION,CONCRETE | 30.0m, 50kN, Urban Pole, Dwg 5-21-2-15 (scm) | Concrete Poles
002423291 | POLE,LINE CONSTRUCTION,CONCRETE | 17.0m, 24kN, Rural Strain/Term Delta, EE Dwg 1576-5 | Concrete Poles
002410884 | POLE,LINE CONSTRUCTION,CONCRETE | 24.0m, 80kN, Rural Vertical Strain 55-65 Deg Deviation, SC, Dwg 5-20-12-8 EE Dwg 5-2-1145 (scm) | Concrete Poles
002411775 | POLE,LINE CONSTRUCTION,CONCRETE | 27.0m, 50kN, Urban Delta Post, Dwg 5-21-2-14 | Concrete Poles
002446763 | POLE,LINE CONSTRUCTION,CONCRETE | 30.0m, 40kN, Urban Vertical Construction Dwg 5-21-3-10 (scm) | Concrete Poles
002445922 | POLE,LINE CONSTRUCTION,CONCRETE | 27.0m, 60kN, Rural Vertical Strain Angle 65-75 Deg Pole, DC, Dwg 5-20-113-4 (scm) | Concrete Poles
002430981 | POLE,LINE CONSTRUCTION,CONCRETE | 20.0m, DC6SOH, Dwg 908942-03 | Concrete Poles
002445468 | POLE,LINE CONSTRUCTION,CONCRETE | 18.0m, 60kN, Rural Vertical Strain Angle 15-35 Deg Pole, DC, Dwg 5-20-109-1 (scm) | Concrete Poles
002447589 | POLE,LINE CONSTRUCTION,CONCRETE | 17.0m, 32kN Single Circuit, suit VS45, EE Dwg 1588-21 (scm) | Concrete Poles
002446888 | POLE,LINE CONSTRUCTION,CONCRETE | 17.0m, 40kN Double Circuit, suit HPI/HPA EE Dwg 1603-11 (scm) | Concrete Poles
002447001 | POLE,LINE CONSTRUCTION,CONCRETE | 17.0m, 40kN Double Circuit, suit VI, EE Dwg 1605-11 (scm) | Concrete Poles
002412435 | POLE,LINE CONSTRUCTION,CONCRETE | 18.0m, 60kN, Urban Vertical Strain 15-35 Deg, Dwg 5-21-7-1 | Concrete Poles
002445385 | POLE,LINE CONSTRUCTION,CONCRETE | 21.0m, 60kN, Rural Vertical Strain Angle 5-15 Deg Pole, DC, Dwg 5-20-108-2 (scm) | Concrete Poles
002432037 | POLE,LINE CONSTRUCTION,CONCRETE | 33.0m, DC1SOH, Dwg 909976-03 | Concrete Poles
002441715 | POLE,LINE CONSTRUCTION,CONCRETE | 21.0m, 80kN, Rural Vertical Strain 45-55 Deg Deviation, SC, Dwg 5-20-11-7 (scm) | Concrete Poles
002431039 | POLE,LINE CONSTRUCTION,CONCRETE | 25.0m, DC6SOH, Dwg 908942-03 | Concrete Poles
002431591 | POLE,LINE CONSTRUCTION,CONCRETE | 22.0m, 1C1T90E, Dwg 952110-03 | Concrete Poles
002410926 | POLE,LINE CONSTRUCTION,CONCRETE | 21.0m, 80kN, Rural Vertical Strain 85-95 Deg Deviation, SC, Dwg 5-20-15-7 EE Dwg 5-2-1148 (scm) | Concrete Poles
002441400 | POLE,LINE CONSTRUCTION,CONCRETE | 21.0m, 60kN, Rural Vertical Strain 5-15 Deg Deviation, SC, Dwg 5-20-7-2 (scm) | Concrete Poles
002450773 | POLE,LINE CONSTRUCTION,CONCRETE | 21.0m, 80kN, Urban Delta Strain 15-35 Deg Angle 405 Tip Pole, 66kV, EE Dwg 5-2-1074 | Concrete Poles
002441863 | POLE,LINE CONSTRUCTION,CONCRETE | 30.0m, 60kN, Rural Vertical Strain 65-75 Deg Deviation, SC, Dwg 5-20-13-5 (scm) | Concrete Poles
002411908 | POLE,LINE CONSTRUCTION,CONCRETE | 24.0m, 30kN, Urban Vertical Intermediate Dwg 5-21-3-3 | Concrete Poles
002441632 | POLE,LINE CONSTRUCTION,CONCRETE | 24.0m, 80kN, Rural Vertical Strain 35-45 Deg Deviation, SC, Dwg 5-20-10-8 (scm) | Concrete Poles
002431088 | POLE,LINE CONSTRUCTION,CONCRETE | 30.0m, DC6SOH, Dwg 908942-03 | Concrete Poles
002447498 | POLE,LINE CONSTRUCTION,CONCRETE | 17.0m, 40kN Single Circuit, suit VS15, EE Dwg 1588-12 (scm) | Concrete Poles
002414373 | POLE,LINE CONSTRUCTION,CONCRETE | 18.0m, 80kN, Rural Vertical Strain 0-5 Deg Deviation/Termination, SC, Dwg 5-20-6-2 | Concrete Poles
002447142 | POLE,LINE CONSTRUCTION,CONCRETE | 14.0m, 16kN Single Circuit, suit VT, EE Dwg 1857-1 (scm) | Concrete Poles
002431856 | POLE,LINE CONSTRUCTION,CONCRETE | 29.0m, C1T90X, Dwg 934380-03 | Concrete Poles
002410785 | POLE,LINE CONSTRUCTION,CONCRETE | 27.0m, 80kN, Rural Vertical Strain 0-5 Deg Deviation/Termination, SC, Dwg 5-20-6-8 | Concrete Poles
002446912 | POLE,LINE CONSTRUCTION,CONCRETE | 17.0m, 16kN Double Circuit, suit VI, EE Dwg 1605-2 (scm) | Concrete Poles
002447597 | POLE,LINE CONSTRUCTION,CONCRETE | 14.0m, 40kN Single Circuit, suit VS45, EE Dwg 1588-22 (scm) | Concrete Poles
002445641 | POLE,LINE CONSTRUCTION,CONCRETE | 30.0m, 60kN, Rural Vertical Strain Angle 35-45 Deg Pole, DC, Dwg 5-20-110-5 (scm) | Concrete Poles
002431195 | POLE,LINE CONSTRUCTION,CONCRETE | 22.0m, DC6F25, Dwg 923216-03 | Concrete Poles
002411759 | POLE,LINE CONSTRUCTION,CONCRETE | 27.0m, 30kN, Urban Delta Post, Dwg 5-21-2-4 | Concrete Poles
002423796 | POLE,LINE CONSTRUCTION,CONCRETE | 17.0m, 16kN, Rural Intermediate Flat Pin Bracket, EE Dwg 1579-5 | Concrete Poles
002423242 | POLE,LINE CONSTRUCTION,CONCRETE | 18.5m, 16kN, Rural Strain/Term Delta, EE Dwg 1575-6 | Concrete Poles
002447241 | POLE,LINE CONSTRUCTION,CONCRETE | 15.5m, 40kN Single Circuit, suit VT, EE Dwg 1857-11 (scm) | Concrete Poles
002446219 | POLE,LINE CONSTRUCTION,CONCRETE | 24.0m, 80kN, Rural Vertical Strain Angle 95-105 Deg Pole, DC, Dwg 5-20-115-8 (scm) | Concrete Poles
002447050 | POLE,LINE CONSTRUCTION,CONCRETE | 15.5m, 24kN Double Circuit, suit VS/VT, EE Dwg 1602-4 (scm) | Concrete Poles
002447381 | POLE,LINE CONSTRUCTION,CONCRETE | 14.0m, 16kN Single Circuit, suit VS15, EE Dwg 1588-1 (scm) | Concrete Poles
002441855 | POLE,LINE CONSTRUCTION,CONCRETE | 27.0m, 80kN, Rural Vertical Strain 65-75 Deg Deviation, SC, Dwg 5-20-13-9 (scm) | Concrete Poles
002423267 | POLE,LINE CONSTRUCTION,CONCRETE | 12.5m, 24kN, Rural Strain/Term Delta, EE Dwg 1576-2 | Concrete Poles
002441467 | POLE,LINE CONSTRUCTION,CONCRETE | 30.0m, 60kN, Rural Vertical Strain 5-15 Deg Deviation, SC, Dwg 5-20-7-5 (scm) | Concrete Poles
002445336 | POLE,LINE CONSTRUCTION,CONCRETE | 27.0m, 80kN, Rural Vertical Strain Angle 0-5 Deg Pole, DC, Dwg 5-20-107-9 (scm) | Concrete Poles
002450716 | POLE,LINE CONSTRUCTION,CONCRETE | 18.0m, 60kN, Urban Delta Strain 15-35 Deg Angle 405 Tip Pole, 66kV, EE Dwg 5-2-1074 | Concrete Poles
002431765 | POLE,LINE CONSTRUCTION,CONCRETE | 33.0m, C1T90, Dwg 953201-03 | Concrete Poles
002431708 | POLE,LINE CONSTRUCTION,CONCRETE | 27.0m, C1T90, Dwg 953201-03 | Concrete Poles
002431807 | POLE,LINE CONSTRUCTION,CONCRETE | 24.0m, C1T90X, Dwg 934380-03 | Concrete Poles
002446920 | POLE,LINE CONSTRUCTION,CONCRETE | 18.5m, 16kN Double Circuit, suit VI, EE Dwg 1605-3 (scm) | Concrete Poles
002444800 | POLE,LINE CONSTRUCTION,CONCRETE | 30.0m, 60kN, Urban Vertical Strain Angle 45-55 Deg Pole, Dwg 5-21-9-5 (scm) | Concrete Poles
002430650 | POLE,LINE CONSTRUCTION,CONCRETE | 10.0m, Stayed, Bollard, Dwg 912424-01 | Concrete Poles
002446128 | POLE,LINE CONSTRUCTION,CONCRETE | 27.0m, 60kN, Rural Vertical Strain Angle 85-95 Deg Pole, DC, Dwg 5-20-115-4 (scm) | Concrete Poles
002410603 | POLE,LINE CONSTRUCTION,CONCRETE | 24.0m, 50kN, Rural Flying Angle/Offset Suspension with Xarms E/W Riser, Dwg 5-20-5-3 | Concrete Poles
002431435 | POLE,LINE CONSTRUCTION,CONCRETE | 24.0m, C1SOH, Dwg 930930-03 | Concrete Poles
002423416 | POLE,LINE CONSTRUCTION,CONCRETE | 14.0m, 24kN, Rural Intermediate Flat Pin Bracket, EE Dwg 1573-3 | Concrete Poles
002441749 | POLE,LINE CONSTRUCTION,CONCRETE | 27.0m, 60kN, Rural Vertical Strain 45-55 Deg Deviation, SC, Dwg 5-20-11-4 (scm) | Concrete Poles
002445880 | POLE,LINE CONSTRUCTION,CONCRETE | 21.0m, 60kN, Rural Vertical Strain Angle 65-75 Deg Pole, DC, Dwg 5-20-113-2 (scm) | Concrete Poles
002450559 | POLE,LINE CONSTRUCTION,CONCRETE | 30.0m, 60kN, Urban Delta Strain 0-5 Deg Angle 405 Tip Pole, 66kV, EE Dwg 5-2-1072 | Concrete Poles
002410736 | POLE,LINE CONSTRUCTION,CONCRETE | 21.0m, 60kN, Rural Vertical Strain 0-5 Deg Deviation/Termination, SC, Dwg 5-20-6-2 | Concrete Poles
002445609 | POLE,LINE CONSTRUCTION,CONCRETE | 24.0m, 60kN, Rural Vertical Strain Angle 35-45 Deg Pole, DC, Dwg 5-20-110-3 (scm) | Concrete Poles
002441723 | POLE,LINE CONSTRUCTION,CONCRETE | 24.0m, 60kN, Rural Vertical Strain 45-55 Deg Deviation, SC, Dwg 5-20-11-8 (scm) | Concrete Poles
002411874 | POLE,LINE CONSTRUCTION,CONCRETE | 21.0m, 50kN, Urban Vertical Intermediate Dwg 5-21-3-12 | Concrete Poles
002444602 | POLE,LINE CONSTRUCTION,CONCRETE | 30.0m, 60kN, Urban Vertical Strain Angle 15-35 Deg Pole, Dwg 5-21-7-5 (scm) | Concrete Poles
002411767 | POLE,LINE CONSTRUCTION,CONCRETE | 27.0m, 40kN, Urban Delta Post, Dwg 5-21-2-9 | Concrete Poles
002450591 | POLE,LINE CONSTRUCTION,CONCRETE | 27.0m, 80kN, Urban Delta Strain 0-5 Deg Angle 405 Tip Pole, 66kV, EE Dwg 5-2-1072 | Concrete Poles
002445575 | POLE,LINE CONSTRUCTION,CONCRETE | 18.0m, 80kN, Rural Vertical Strain Angle 35-45 Deg Pole, DC, Dwg 5-20-110-6 (scm) | Concrete Poles
002431252 | POLE,LINE CONSTRUCTION,CONCRETE | 30.0m, DC6F25, Dwg 923216-03 | Concrete Poles
002431955 | POLE,LINE CONSTRUCTION,CONCRETE | 25.0m, DC1SOH, Dwg 909976-03 | Concrete Poles
002410546 | POLE,LINE CONSTRUCTION,CONCRETE | 27.0m, 50kN, Rural Single CCT Delta Suspension E/W Riser, for Normal & 1 Ext Xarms, Dwg 5-20-2-14 | Concrete Poles
002431286 | POLE,LINE CONSTRUCTION,CONCRETE | 20.0m, C1SOM, Dwg 930930-03 | Concrete Poles
002421345 | POLE,LINE CONSTRUCTION,CONCRETE | 24.0m, 40kN, Rural Single CCT Delta Suspension E/W Riser c/w 2 & 3 Ext Xarms, Dwg 5-20-3-8 | Concrete Poles
002423226 | POLE,LINE CONSTRUCTION,CONCRETE | 15.5m, 16kN, Rural Strain/Term Delta, EE Dwg 1575-4 | Concrete Poles
002442002 | POLE,LINE CONSTRUCTION,CONCRETE | 21.0m, 60kN, Rural Vertical Strain 95-105 Deg Deviation, SC, Dwg 5-20-16-2 (scm) | Concrete Poles
002446250 | POLE,LINE CONSTRUCTION,CONCRETE | 30.0m, 80kN, Rural Vertical Strain Angle 95-105 Deg Pole, DC, Dwg 5-20-115-10 (scm) | Concrete Poles
002445203 | POLE,LINE CONSTRUCTION,CONCRETE | 30.0m, 50kN, Rural Vertical Flying Angle Pole, DC, Dwg 5-20-106-5 (scm) | Concrete Poles
002410850 | POLE,LINE CONSTRUCTION,CONCRETE | 21.0m, 60kN, Rural Vertical Strain 55-65 Deg Deviation, SC, Dwg 5-20-12-2 EE Dwg 5-2-1145 (scm) | Concrete Poles
002410876 | POLE,LINE CONSTRUCTION,CONCRETE | 24.0m, 60kN, Rural Vertical Strain 55-65 Deg Deviation, SC, Dwg 5-20-12-3 EE Dwg 5-2-1145 (scm) | Concrete Poles
002412948 | POLE,LINE CONSTRUCTION,CONCRETE | 24.0m, 80kN, Urban Vertical Strain 85-95 Deg, Dwg 5-21-13-8 | Concrete Poles
002431542 | POLE,LINE CONSTRUCTION,CONCRETE | 32.0m, C1F50, Dwg 952655-03 | Concrete Poles
002410694 | POLE,LINE CONSTRUCTION,CONCRETE | 24.0m, 50kN, Rural Flying Angle E/W Riser, no Xarms, Dwg 5-20-4-3 | Concrete Poles
002431740 | POLE,LINE CONSTRUCTION,CONCRETE | 31.0m, C1T90, Dwg 953201-03 | Concrete Poles
002445302 | POLE,LINE CONSTRUCTION,CONCRETE | 24.0m, 60kN, Rural Vertical Strain Angle 0-5 Deg Pole, DC, Dwg 5-20-107-3 (scm) | Concrete Poles
002446185 | POLE,LINE CONSTRUCTION,CONCRETE | 21.0m, 60kN, Rural Vertical Strain Angle 95-105 Deg Pole, DC, Dwg 5-20-115-2 (scm) | Concrete Poles
002445401 | POLE,LINE CONSTRUCTION,CONCRETE | 24.0m, 60kN, Rural Vertical Strain Angle 5-15 Deg Pole, DC, Dwg 5-20-108-3 (scm) | Concrete Poles
002447472 | POLE,LINE CONSTRUCTION,CONCRETE | 14.0m, 40kN Single Circuit, suit VS15, EE Dwg 1588-10 (scm) | Concrete Poles
002439636 | POLE,LINE CONSTRUCTION,CONCRETE | 21.5m, CTERM12/24, EE Dwg 1026412-09, ETS 07-03-01(2) | Concrete Poles
002431450 | POLE,LINE CONSTRUCTION,CONCRETE | 28.0m, C1SOH, Dwg 930930-03 | Concrete Poles
002410934 | POLE,LINE CONSTRUCTION,CONCRETE | 24.0m, 60kN, Rural Vertical Strain 85-95 Deg Deviation, SC, Dwg 5-20-15-3 EE Dwg 5-2-1148 (scm) | Concrete Poles
002441806 | POLE,LINE CONSTRUCTION,CONCRETE | 21.0m, 60kN, Rural Vertical Strain 65-75 Deg Deviation, SC, Dwg 5-20-13-2 (scm) | Concrete Poles
002454593 | POLE,LINE CONSTRUCTION,CONCRETE | 10.0m, 200kN, Bollard, Assy A1151-5, EE Dwg 5-2-1151 (scm) | Concrete Poles
002423747 | POLE,LINE CONSTRUCTION,CONCRETE | 18.5m, 32kN, Rural Intermediate Flat Pin Bracket, EE Dwg 1574-6 | Concrete Poles
002445583 | POLE,LINE CONSTRUCTION,CONCRETE | 21.0m, 60kN, Rural Vertical Strain Angle 35-45 Deg Pole, DC, Dwg 5-20-110-2 (scm) | Concrete Poles
002441608 | POLE,LINE CONSTRUCTION,CONCRETE | 21.0m, 60kN, Rural Vertical Strain 35-45 Deg Deviation, SC, Dwg 5-20-10-2 (scm) | Concrete Poles
002414134 | POLE,LINE CONSTRUCTION,CONCRETE | 18.0m, 50kN, Rural Flying Angle/Offset Suspension with Xarms E/W Riser, Dwg 5-20-5-1 | Concrete Poles
002444768 | POLE,LINE CONSTRUCTION,CONCRETE | 24.0m, 60kN, Urban Vertical Strain Angle 45-55 Deg Pole, Dwg 5-21-9-3 (scm) | Concrete Poles
002411957 | POLE,LINE CONSTRUCTION,CONCRETE | 27.0m, 30kN, Urban Vertical Intermediate Dwg 5-21-3-4 | Concrete Poles
002431872 | POLE,LINE CONSTRUCTION,CONCRETE | 31.0m, C1T90X, Dwg 934380-03 | Concrete Poles
002423283 | POLE,LINE CONSTRUCTION,CONCRETE | 15.5m, 24kN, Rural Strain/Term Delta, EE Dwg 1576-4 | Concrete Poles
002445211 | POLE,LINE CONSTRUCTION,CONCRETE | 18.0m, 80kN, Rural Vertical Flying Angle Pole for DC (scm) | Concrete Poles
002411726 | POLE,LINE CONSTRUCTION,CONCRETE | 24.0m, 50kN, Urban Delta Post, Dwg 5-21-2-13 | Concrete Poles
002445104 | POLE,LINE CONSTRUCTION,CONCRETE | 24.0m, 60kN, Urban Vertical Strain Angle 95-105 Deg Pole, Dwg 5-21-14-3 (scm) | Concrete Poles
002446847 | POLE,LINE CONSTRUCTION,CONCRETE | 15.5m, 32kN Double Circuit, suit HPI/HPA EE Dwg 1603-7 (scm) | Concrete Poles
002430841 | POLE,LINE CONSTRUCTION,CONCRETE | 23.0m, DC6SOM, Dwg 908942-03 | Concrete Poles
002442069 | POLE,LINE CONSTRUCTION,CONCRETE | 30.0m, 60kN, Rural Vertical Strain 95-105 Deg Deviation, SC, Dwg 5-20-16-5 (scm) | Concrete Poles
002445278 | POLE,LINE CONSTRUCTION,CONCRETE | 18.0m, 80kN, Rural Vertical Strain Angle 0-5 Deg Pole, DC, Dwg 5-20-107-6 (scm) | Concrete Poles
002430833 | POLE,LINE CONSTRUCTION,CONCRETE | 22.0m, DC6SOM, Dwg 908942-03 | Concrete Poles
002431393 | POLE,LINE CONSTRUCTION,CONCRETE | 20.0m, C1SOH, Dwg 930930-03 | Concrete Poles
002444537 | POLE,LINE CONSTRUCTION,CONCRETE | 21.0m, 80kN, Urban Vertical Strain Angle 5-15 Deg Pole, Dwg 5-21-6-7 (scm) | Concrete Poles
002446391 | POLE,LINE CONSTRUCTION,CONCRETE | 21.0m, 80kN, Semi Urban Vertical Intermediate Pole, SC/DC, Dwg 5-21-21-7 (scm) | Concrete Poles
002431583 | POLE,LINE CONSTRUCTION,CONCRETE | 20.0m, 1C1T90E, Dwg 952110-03 | Concrete Poles
002442051 | POLE,LINE CONSTRUCTION,CONCRETE | 27.0m, 80kN, Rural Vertical Strain 95-105 Deg Deviation, SC, Dwg 5-20-16-9 (scm) | Concrete Poles
002446318 | POLE,LINE CONSTRUCTION,CONCRETE | 24.0m, 80kN, 66kV, Rural Suspension Pole for Normal & Ext Xarms, SC/DC, Dwg 5-20-120-3 (scm) | Concrete Poles
002446094 | POLE,LINE CONSTRUCTION,CONCRETE | 21.0m, 80kN, Rural Vertical Strain Angle 85-95 Deg Pole, DC, Dwg 5-20-115-7 (scm) | Concrete Poles
002412732 | POLE,LINE CONSTRUCTION,CONCRETE | 24.0m, 60kN, Urban Vertical Strain 55-65 Deg, Dwg 5-21-10-3 | Concrete Poles
002431047 | POLE,LINE CONSTRUCTION,CONCRETE | 26.0m, DC6SOH, Dwg 908942-03 | Concrete Poles
002431864 | POLE,LINE CONSTRUCTION,CONCRETE | 30.0m, C1T90X, Dwg 934380-03 | Concrete Poles
002439255 | POLE,LINE CONSTRUCTION,CONCRETE | 36.0m, C6SOM c/w Corrosion Inhibitor, Dwg 1028233-01, ETS 07-03-01(2) | Concrete Poles
002444792 | POLE,LINE CONSTRUCTION,CONCRETE | 27.0m, 80kN, Urban Vertical Strain Angle 45-55 Deg Pole, Dwg 5-21-9-9 (scm) | Concrete Poles
002447159 | POLE,LINE CONSTRUCTION,CONCRETE | 15.5m, 16kN Single Circuit, suit VT, EE Dwg 1857-2 (scm) | Concrete Poles
002431898 | POLE,LINE CONSTRUCTION,CONCRETE | 33.0m, C1T90X, Dwg 934380-03 | Concrete Poles
002446102 | POLE,LINE CONSTRUCTION,CONCRETE | 24.0m, 60kN, Rural Vertical Strain Angle 85-95 Deg Pole, DC, Dwg 5-20-115-3 (scm) | Concrete Poles
002411866 | POLE,LINE CONSTRUCTION,CONCRETE | 21.0m, 40kN, Urban Vertical Intermediate Dwg 5-21-3-7 | Concrete Poles
002439479 | POLE,LINE CONSTRUCTION,CONCRETE | 30.0m, 50kN, Vertical Flying Angle c/w E/W riser, no Xarms, Assy A1135-23, Dwg 5-20-4-5 (scm) | Concrete Poles
002412641 | POLE,LINE CONSTRUCTION,CONCRETE | 18.0m, 80kN, Urban Vertical Strain 55-65 Deg, Dwg 5-21-10-6 | Concrete Poles
002450799 | POLE,LINE CONSTRUCTION,CONCRETE | 27.0m, 80kN, Urban Delta Strain 15-35 Deg Angle 405 Tip Pole, 66kV, EE Dwg 5-2-1074 | Concrete Poles
002447670 | POLE,LINE CONSTRUCTION,CONCRETE | 17.0m, 24kN Single Circuit, suit VS75, EE Dwg 1588-30 (scm) | Concrete Poles
002422152 | POLE,LINE CONSTRUCTION,CONCRETE | 12.5m, 16kN, EE Dwg 1612-1 (scm) | Concrete Poles
002447407 | POLE,LINE CONSTRUCTION,CONCRETE | 17.0m, 16kN Single Circuit, suit VS15, EE Dwg 1588-3 (scm) | Concrete Poles
002431666 | POLE,LINE CONSTRUCTION,CONCRETE | 23.0m, C1T90, Dwg 953201-03 | Concrete Poles
002450567 | POLE,LINE CONSTRUCTION,CONCRETE | 18.0m, 80kN, Urban Delta Strain 0-5 Deg Angle 405 Tip Pole, 66kV, EE Dwg 5-2-1072 | Concrete Poles
002445047 | POLE,LINE CONSTRUCTION,CONCRETE | 30.0m, 60kN, Urban Vertical Strain Angle 85-95 Deg Pole, Dwg 5-21-13-5 (scm) | Concrete Poles
002446045 | POLE,LINE CONSTRUCTION,CONCRETE | 30.0m, 60kN, Rural Vertical Strain Angle 75-85 Deg Pole, DC, Dwg 5-20-114-5 (scm) | Concrete Poles
002444941 | POLE,LINE CONSTRUCTION,CONCRETE | 18.0m, 60kN, Urban Vertical Strain Angle 75-85 Deg Pole, Dwg 5-21-12-1 (scm) | Concrete Poles
002441848 | POLE,LINE CONSTRUCTION,CONCRETE | 27.0m, 60kN, Rural Vertical Strain 65-75 Deg Deviation, SC, Dwg 5-20-13-4 (scm) | Concrete Poles
002423408 | POLE,LINE CONSTRUCTION,CONCRETE | 15.5m, 40kN, Rural Strain/Term Delta, EE Dwg 1578-4 | Concrete Poles
002430825 | POLE,LINE CONSTRUCTION,CONCRETE | 21.0m, DC6SOM, Dwg 908942-03 | Concrete Poles
002411858 | POLE,LINE CONSTRUCTION,CONCRETE | 21.0m, 30kN, Urban Vertical Intermediate Dwg 5-21-3-2 | Concrete Poles
002410777 | POLE,LINE CONSTRUCTION,CONCRETE | 27.0m, 60kN, Rural Vertical Strain 0-5 Deg Deviation/Termination, SC, Dwg 5-20-6-4 | Concrete Poles
002439503 | POLE,LINE CONSTRUCTION,CONCRETE | 30.0m, 60kN, Rural Vertical Strain 15-35 Deg Deviation, SC, Dwg 5-20-9-5 (scm) | Concrete Poles
002412534 | POLE,LINE CONSTRUCTION,CONCRETE | 24.0m, 60kN, Urban Vertical Strain 15-35 Deg, Dwg 5-21-7-3 | Concrete Poles
002411924 | POLE,LINE CONSTRUCTION,CONCRETE | 24.0m, 50kN, Urban Vertical Intermediate Dwg 5-21-3-13 | Concrete Poles
002446201 | POLE,LINE CONSTRUCTION,CONCRETE | 24.0m, 60kN, Rural Vertical Strain Angle 95-105 Deg Pole, DC, Dwg 5-20-115-3 (scm) | Concrete Poles
002438083 | POLE,LINE CONSTRUCTION,CONCRETE | 27.0m, C6SOXVH, Dwg 1021557-03, ETS 07-03-01(2) | Concrete Poles
002447415 | POLE,LINE CONSTRUCTION,CONCRETE | 14.0m, 24kN Single Circuit, suit VS15, EE Dwg 1588-4 (scm) | Concrete Poles
002412799 | POLE,LINE CONSTRUCTION,CONCRETE | 27.0m, 80kN, Urban Vertical Strain 55-65 Deg, Dwg 5-21-10-9 | Concrete Poles
002441640 | POLE,LINE CONSTRUCTION,CONCRETE | 27.0m, 60kN, Rural Vertical Strain 35-45 Deg Deviation, SC, Dwg 5-20-10-4 (scm) | Concrete Poles
002447324 | POLE,LINE CONSTRUCTION,CONCRETE | 14.0m, 32kN Single Circuit, suit HPI/HPA EE Dwg 1749-7 (scm) | Concrete Poles
002442028 | POLE,LINE CONSTRUCTION,CONCRETE | 24.0m, 60kN, Rural Vertical Strain 95-105 Deg Deviation, SC, Dwg 5-20-16-3 (scm) | Concrete Poles
002441392 | POLE,LINE CONSTRUCTION,CONCRETE | 18.0m, 80kN, Rural Vertical Strain 5-15 Deg Deviation, SC, Dwg 5-20-7-6 (scm) | Concrete Poles
002446060 | POLE,LINE CONSTRUCTION,CONCRETE | 18.0m, 60kN, Rural Vertical Strain Angle 85-95 Deg Pole, DC, Dwg 5-20-115-1 (scm) | Concrete Poles
002441756 | POLE,LINE CONSTRUCTION,CONCRETE | 27.0m, 80kN, Rural Vertical Strain 45-55 Deg Deviation, SC, Dwg 5-20-11-9 (scm) | Concrete Poles
002431104 | POLE,LINE CONSTRUCTION,CONCRETE | 32.0m, DC6SOH, Dwg 908942-03 | Concrete Poles
002431310 | POLE,LINE CONSTRUCTION,CONCRETE | 23.0m, C1SOM, Dwg 930930-03 | Concrete Poles
002446979 | POLE,LINE CONSTRUCTION,CONCRETE | 17.0m, 32kN Double Circuit, suit VI, EE Dwg 1605-8 (scm) | Concrete Poles
002431534 | POLE,LINE CONSTRUCTION,CONCRETE | 30.0m, C1F50, Dwg 952655-03 | Concrete Poles
002411627 | POLE,LINE CONSTRUCTION,CONCRETE | 18.0m, 50kN, Urban Delta Post, Dwg 5-21-2-11 | Concrete Poles
002445286 | POLE,LINE CONSTRUCTION,CONCRETE | 21.0m, 60kN, Rural Vertical Strain Angle 0-5 Deg Pole, DC, Dwg 5-20-107-2 (scm) | Concrete Poles
002444636 | POLE,LINE CONSTRUCTION,CONCRETE | 18.0m, 80kN, Urban Vertical Strain Angle 35-45 Deg Pole, Dwg 5-21-8-6 (scm) | Concrete Poles
002447720 | POLE,LINE CONSTRUCTION,CONCRETE | 15.5m, 40kN Single Circuit, suit VS75, EE Dwg 1588-35 (scm) | Concrete Poles
002430791 | POLE,LINE CONSTRUCTION,CONCRETE | 28.0m, C6A90, Dwg 906130-02 | Concrete Poles
002439586 | POLE,LINE CONSTRUCTION,CONCRETE | 20.0m, CITL12/24, EE Dwg 1026412-05, ETS 07-03-01(2) | Concrete Poles
002450641 | POLE,LINE CONSTRUCTION,CONCRETE | 27.0m, 60kN, Urban Delta Strain 5-15 Deg Angle 405 Tip Pole, 66kV, EE Dwg 5-2-1073 | Concrete Poles
002423689 | POLE,LINE CONSTRUCTION,CONCRETE | 18.5m, 24kN, Rural Intermediate Flat Pin Bracket, EE Dwg 1573-6 | Concrete Poles
002410496 | POLE,LINE CONSTRUCTION,CONCRETE | 24.0m, 30kN, Rural Single CCT Delta Suspension E/W Riser, for Normal & 1 Ext Xarms, Dwg 5-20-2-3 | Concrete Poles
002410793 | POLE,LINE CONSTRUCTION,CONCRETE | 21.0m, 60kN, Rural Vertical Strain 15-35 Deg Deviation, SC, Dwg 5-20-9-2 EE Dwg 5-2-1141 (scm) | Concrete Poles
002446037 | POLE,LINE CONSTRUCTION,CONCRETE | 27.0m, 80kN, Rural Vertical Strain Angle 75-85 Deg Pole, DC, Dwg 5-20-114-9 (scm) | Concrete Poles
002447357 | POLE,LINE CONSTRUCTION,CONCRETE | 14.0m, 40kN Single Circuit, suit HPI/HPA EE Dwg 1749-10 (scm) | Concrete Poles
002431203 | POLE,LINE CONSTRUCTION,CONCRETE | 23.0m, DC6F25, Dwg 923216-03 | Concrete Poles
002446011 | POLE,LINE CONSTRUCTION,CONCRETE | 24.0m, 80kN, Rural Vertical Strain Angle 75-85 Deg Pole, DC, Dwg 5-20-114-8 (scm) | Concrete Poles
002412336 | POLE,LINE CONSTRUCTION,CONCRETE | 24.0m, 60kN, Urban Vertical Strain 0-5 Deg, Dwg 5-21-5-3 | Concrete Poles
002441194 | POLE,LINE CONSTRUCTION,CONCRETE | 12.0m, 100kN, Unstayed Bollard, Dwg 5-19-2-6 (scm) | Concrete Poles
002446284 | POLE,LINE CONSTRUCTION,CONCRETE | 21.0m, 60kN, 66kV, Rural Suspension Pole for Normal & Ext Xarms, SC/DC, Dwg 5-20-101-2 (scm) | Concrete Poles
002450765 | POLE,LINE CONSTRUCTION,CONCRETE | 18.0m, 80kN, Urban Delta Strain 15-35 Deg Angle 405 Tip Pole, 66kV, EE Dwg 5-2-1074 | Concrete Poles
002444966 | POLE,LINE CONSTRUCTION,CONCRETE | 21.0m, 60kN, Urban Vertical Strain Angle 75-85 Deg Pole, Dwg 5-21-12-2 (scm) | Concrete Poles
002445161 | POLE,LINE CONSTRUCTION,CONCRETE | 18.0m, 50kN, Rural Vertical Flying Angle Pole, DC, Dwg 5-20-106-1 (scm) | Concrete Poles
002445781 | POLE,LINE CONSTRUCTION,CONCRETE | 21.0m, 60kN, Rural Vertical Strain Angle 55-65 Deg Pole, DC, Dwg 5-20-112-2 (scm) | Concrete Poles
002423424 | POLE,LINE CONSTRUCTION,CONCRETE | 18.5m, 16kN, Rural Intermediate Flat Pin Bracket, EE Dwg 1579-6 | Concrete Poles
002430734 | POLE,LINE CONSTRUCTION,CONCRETE | 15.0m, 66kV, ABS, Dwg 990819-01 | Concrete Poles
002431609 | POLE,LINE CONSTRUCTION,CONCRETE | 15.0m, 1C1T90, Dwg 958752-03 | Concrete Poles
002423697 | POLE,LINE CONSTRUCTION,CONCRETE | 11.0m, 32kN, Rural Intermediate Flat Pin Bracket, EE Dwg 1574-1 | Concrete Poles
002444891 | POLE,LINE CONSTRUCTION,CONCRETE | 24.0m, 80kN, Urban Vertical Strain Angle 65-75 Deg Pole, Dwg 5-21-11-8 (scm) | Concrete Poles
002447480 | POLE,LINE CONSTRUCTION,CONCRETE | 15.5m, 40kN Single Circuit, suit VS15, EE Dwg 1588-11 (scm) | Concrete Poles
002412781 | POLE,LINE CONSTRUCTION,CONCRETE | 27.0m, 60kN, Urban Vertical Strain 55-65 Deg, Dwg 5-21-10-4 | Concrete Poles
002446086 | POLE,LINE CONSTRUCTION,CONCRETE | 21.0m, 60kN, Rural Vertical Strain Angle 85-95 Deg Pole, DC, Dwg 5-20-115-2 (scm) | Concrete Poles
002445815 | POLE,LINE CONSTRUCTION,CONCRETE | 24.0m, 80kN, Rural Vertical Strain Angle 55-65 Deg Pole, DC, Dwg 5-20-112-8 (scm) | Concrete Poles
002447423 | POLE,LINE CONSTRUCTION,CONCRETE | 15.5m, 24kN Single Circuit, suit VS15, EE Dwg 1588-5 (scm) | Concrete Poles
002441798 | POLE,LINE CONSTRUCTION,CONCRETE | 18.0m, 80kN, Rural Vertical Strain 65-75 Deg Deviation, SC, Dwg 5-20-13-6 (scm) | Concrete Poles
002444495 | POLE,LINE CONSTRUCTION,CONCRETE | 30.0m, 80kN, Urban Vertical Strain Angle 0-5 Deg Pole, Dwg 5-21-5-10 (scm) | Concrete Poles
002444628 | POLE,LINE CONSTRUCTION,CONCRETE | 18.0m, 60kN, Urban Vertical Strain Angle 35-45 Deg Pole, Dwg 5-21-8-1 (scm) | Concrete Poles
002410967 | POLE,LINE CONSTRUCTION,CONCRETE | 27.0m, 80kN, Rural Vertical Strain 85-95 Deg Deviation, SC, Dwg 5-20-15-9 EE Dwg 5-2-1148 (scm) | Concrete Poles
002430809 | POLE,LINE CONSTRUCTION,CONCRETE | 30.0m, C6A90, Dwg 906130-02 | Concrete Poles
002411668 | POLE,LINE CONSTRUCTION,CONCRETE | 21.0m, 40kN, Urban Delta Post, Dwg 5-21-2-7 | Concrete Poles
002423390 | POLE,LINE CONSTRUCTION,CONCRETE | 14.0m, 40kN, Rural Strain/Term Delta, EE Dwg 1578-3 | Concrete Poles
002410512 | POLE,LINE CONSTRUCTION,CONCRETE | 24.0m, 50kN, Rural Single CCT Delta Suspension E/W Riser, for Normal & 1 Ext Xarms, Dwg 5-20-2-13 | Concrete Poles
002441384 | POLE,LINE CONSTRUCTION,CONCRETE | 18.0m, 60kN, Rural Vertical Strain 5-15 Deg Deviation, SC, Dwg 5-20-7-1 (scm) | Concrete Poles
002450682 | POLE,LINE CONSTRUCTION,CONCRETE | 24.0m, 80kN, Urban Delta Strain 5-15 Deg Angle 405 Tip Pole, 66kV, EE Dwg 5-2-1073 | Concrete Poles
002410819 | POLE,LINE CONSTRUCTION,CONCRETE | 24.0m, 60kN, Rural Vertical Strain 15-35 Deg Deviation, SC, Dwg 5-20-9-3 EE Dwg 5-2-1141 (scm) | Concrete Poles
000921061 | POLE,LINE CONSTRUCTION,CONCRETE | 12.5m, 8kN, 10kVA, 1Ph & 25-100kVA, 3Ph Rural Substation, Dwg 22-A3-473, Capelec Manual V1-S3-P223 Rev B | Concrete Poles
002447308 | POLE,LINE CONSTRUCTION,CONCRETE | 15.5m, 24kN Single Circuit, suit HPI/HPA EE Dwg 1749-5 (scm) | Concrete Poles
002431831 | POLE,LINE CONSTRUCTION,CONCRETE | 27.0m, C1T90X, Dwg 934380-03 | Concrete Poles
002441426 | POLE,LINE CONSTRUCTION,CONCRETE | 24.0m, 60kN, Rural Vertical Strain 5-15 Deg Deviation, SC, Dwg 5-20-7-3 (scm) | Concrete Poles
002431336 | POLE,LINE CONSTRUCTION,CONCRETE | 26.0m, C1SOM, Dwg 930930-03 | Concrete Poles
002447118 | POLE,LINE CONSTRUCTION,CONCRETE | 15.5m, 40kN Double Circuit, suit VS/VT, EE Dwg 1602-10 (scm) | Concrete Poles
002414365 | POLE,LINE CONSTRUCTION,CONCRETE | 18.0m, 60kN, Rural Vertical Strain 0-5 Deg Deviation/Termination, SC, Dwg 5-20-6-1 | Concrete Poles
002411825 | POLE,LINE CONSTRUCTION,CONCRETE | 18.0m, 50kN, Urban Vertical Intermediate Dwg 5-21-3-11 | Concrete Poles
002441418 | POLE,LINE CONSTRUCTION,CONCRETE | 21.0m, 80kN, Rural Vertical Strain 5-15 Deg Deviation, SC, Dwg 5-20-7-7 (scm) | Concrete Poles
002450666 | POLE,LINE CONSTRUCTION,CONCRETE | 18.0m, 80kN, Urban Delta Strain 5-15 Deg Angle 405 Tip Pole, 66kV, EE Dwg 5-2-1073 | Concrete Poles
002410660 | POLE,LINE CONSTRUCTION,CONCRETE | 21.0m, 50kN, Rural Flying Angle E/W Riser, no Xarms, Dwg 5-20-4-2 | Concrete Poles
002412088 | POLE,LINE CONSTRUCTION,CONCRETE | 21.0m, 60kN, Urban Flying Angle, Dwg 5-21-4-7 | Concrete Poles
002441202 | POLE,LINE CONSTRUCTION,CONCRETE | 14.0m, 100kN, Unstayed Bollard, Dwg 5-19-2-7 (scm) | Concrete Poles
002410504 | POLE,LINE CONSTRUCTION,CONCRETE | 24.0m, 40kN, Rural Single CCT Delta Suspension E/W Riser, for Normal & 1 Ext Xarms, Dwg 5-20-2-8 | Concrete Poles
002431799 | POLE,LINE CONSTRUCTION,CONCRETE | 36.0m, C1T90, Dwg 953201-03 | Concrete Poles
002444420 | POLE,LINE CONSTRUCTION,CONCRETE | 30.0m, 30kN, Urban Pole, Dwg 5-21-2-5 (scm) | Concrete Poles
002439453 | POLE,LINE CONSTRUCTION,CONCRETE | 30.0m, 50kN, Rural Suspension c/w 2 & 3 Ext Xarms, Assy A1127-23, Dwg 5-20-30-15 (scm) | Concrete Poles
002441707 | POLE,LINE CONSTRUCTION,CONCRETE | 21.0m, 60kN, Rural Vertical Strain 45-55 Deg Deviation, SC, Dwg 5-20-11-2 (scm) | Concrete Poles
002421386 | POLE,LINE CONSTRUCTION,CONCRETE | 27.0m, 30kN, Rural Single CCT Delta Suspension E/W Riser c/w 2 & 3 Ext Xarms, Dwg 5-20-3-4 | Concrete Poles
002450724 | POLE,LINE CONSTRUCTION,CONCRETE | 21.0m, 60kN, Urban Delta Strain 15-35 Deg Angle 405 Tip Pole, 66kV, EE Dwg 5-2-1074 | Concrete Poles
002441764 | POLE,LINE CONSTRUCTION,CONCRETE | 30.0m, 60kN, Rural Vertical Strain 45-55 Deg Deviation, SC, Dwg 5-20-11-5 (scm) | Concrete Poles
002423770 | POLE,LINE CONSTRUCTION,CONCRETE | 14.0m, 16kN, Rural Intermediate Flat Pin Bracket, EE Dwg 1579-3 | Concrete Poles
002442036 | POLE,LINE CONSTRUCTION,CONCRETE | 24.0m, 80kN, Rural Vertical Strain 95-105 Deg Deviation, SC, Dwg 5-20-16-8 (scm) | Concrete Poles
002446904 | POLE,LINE CONSTRUCTION,CONCRETE | 15.5m, 16kN Double Circuit, suit VI, EE Dwg 1605-1 (scm) | Concrete Poles
002444503 | POLE,LINE CONSTRUCTION,CONCRETE | 18.0m, 60kN, Urban Vertical Strain Angle 5-15 Deg Pole, Dwg 5-21-6-1 (scm) | Concrete Poles
002446425 | POLE,LINE CONSTRUCTION,CONCRETE | 27.0m, 60kN, Semi Urban Vertical Intermediate Pole, SC/DC, Dwg 5-21-21-4 (scm) | Concrete Poles
002412831 | POLE,LINE CONSTRUCTION,CONCRETE | 18.0m, 60kN, Urban Vertical Strain 85-95 Deg, Dwg 5-21-13-1 | Concrete Poles
002441681 | POLE,LINE CONSTRUCTION,CONCRETE | 18.0m, 60kN, Rural Vertical Strain 45-55 Deg Deviation, SC, Dwg 5-20-11-1 (scm) | Concrete Poles
002414795 | POLE,LINE CONSTRUCTION,CONCRETE | 18.0m, 80kN, Rural Vertical Strain 85-95 Deg Deviation, SC, Dwg 5-20-15-6 EE Dwg 5-2-1148 (scm) | Concrete Poles
002410942 | POLE,LINE CONSTRUCTION,CONCRETE | 24.0m, 80kN, Rural Vertical Strain 85-95 Deg Deviation, SC, Dwg 5-20-15-8 EE Dwg 5-2-1148 (scm) | Concrete Poles
002442150 | POLE,LINE CONSTRUCTION,CONCRETE | 15.0m, Transformer Pole, Dwg 1020748-08, ETS 07-03-01(2) | Concrete Poles
002444818 | POLE,LINE CONSTRUCTION,CONCRETE | 30.0m, 80kN, Urban Vertical Strain Angle 45-55 Deg Pole, Dwg 5-21-9-10 (scm) | Concrete Poles
002447035 | POLE,LINE CONSTRUCTION,CONCRETE | 17.0m, 16kN Double Circuit, suit VS/VT, EE Dwg 1602-2 (scm) | Concrete Poles
002447100 | POLE,LINE CONSTRUCTION,CONCRETE | 18.5m, 32kN Double Circuit, suit VS/VT, EE Dwg 1602-9 (scm) | Concrete Poles
002446755 | POLE,LINE CONSTRUCTION,CONCRETE | 30.0m, 30kN, Urban Vertical Construction Dwg 5-21-3-5 (scm) | Concrete Poles
002444859 | POLE,LINE CONSTRUCTION,CONCRETE | 18.0m, 80kN, Urban Vertical Strain Angle 65-75 Deg Pole, Dwg 5-21-11-6 (scm) | Concrete Poles
002410835 | POLE,LINE CONSTRUCTION,CONCRETE | 27.0m, 60kN, Rural Vertical Strain 15-35 Deg Deviation, SC, Dwg 5-20-9-4 EE Dwg 5-2-1141 (scm) | Concrete Poles
002441186 | POLE,LINE CONSTRUCTION,CONCRETE | 10.0m, 100kN, Unstayed Bollard, Dwg 5-19-2-5 (scm) | Concrete Poles
002445997 | POLE,LINE CONSTRUCTION,CONCRETE | 21.0m, 80kN, Rural Vertical Strain Angle 75-85 Deg Pole, DC, Dwg 5-20-114-7 (scm) | Concrete Poles
002447712 | POLE,LINE CONSTRUCTION,CONCRETE | 14.0m, 40kN Single Circuit, suit VS75, EE Dwg 1588-34 (scm) | Concrete Poles
002431476 | POLE,LINE CONSTRUCTION,CONCRETE | 30.0m, C1SOH, Dwg 930930-03 | Concrete Poles
002423721 | POLE,LINE CONSTRUCTION,CONCRETE | 15.5m, 32kN, Rural Intermediate Flat Pin Bracket, EE Dwg 1574-4 | Concrete Poles
002412070 | POLE,LINE CONSTRUCTION,CONCRETE | 21.0m, 50kN, Urban Flying Angle, Dwg 5-21-4-2 | Concrete Poles
002423234 | POLE,LINE CONSTRUCTION,CONCRETE | 17.0m, 16kN, Rural Strain/Term Delta, EE Dwg 1575-5 | Concrete Poles
002447738 | POLE,LINE CONSTRUCTION,CONCRETE | 17.0m, 40kN Single Circuit, suit VS75, EE Dwg 1588-36 (scm) | Concrete Poles
002410579 | POLE,LINE CONSTRUCTION,CONCRETE | 21.0m, 50kN, Rural Flying Angle/Offset Suspension with Xarms E/W Riser, Dwg 5-20-5-2 | Concrete Poles
002441921 | POLE,LINE CONSTRUCTION,CONCRETE | 24.0m, 60kN, Rural Vertical Strain 75-85 Deg Deviation, SC, Dwg 5-20-14-3 (scm) | Concrete Poles
002431880 | POLE,LINE CONSTRUCTION,CONCRETE | 32.0m, C1T90X, Dwg 934380-03 | Concrete Poles
002445070 | POLE,LINE CONSTRUCTION,CONCRETE | 18.0m, 80kN, Urban Vertical Strain Angle 95-105 Deg Pole, Dwg 5-21-14-6 (scm) | Concrete Poles
002412989 | POLE,LINE CONSTRUCTION,CONCRETE | 27.0m, 60kN, Urban Vertical Strain 85-95 Deg, Dwg 5-21-13-4 | Concrete Poles
002414654 | POLE,LINE CONSTRUCTION,CONCRETE | 18.0m, 80kN, Rural Vertical Strain 55-65 Deg Deviation, SC, Dwg 5-20-12-6 EE Dwg 5-2-1145 (scm) | Concrete Poles
002431922 | POLE,LINE CONSTRUCTION,CONCRETE | 36.0m, C1T90X, Dwg 934380-03 | Concrete Poles
002441996 | POLE,LINE CONSTRUCTION,CONCRETE | 18.0m, 80kN, Rural Vertical Strain 95-105 Deg Deviation, SC, Dwg 5-20-16-6 (scm) | Concrete Poles
002423440 | POLE,LINE CONSTRUCTION,CONCRETE | 12.5m, 24kN, Rural Intermediate Flat Pin Bracket, EE Dwg 1573-2 | Concrete Poles
002431302 | POLE,LINE CONSTRUCTION,CONCRETE | 22.0m, C1SOM, Dwg 930930-03 | Concrete Poles
002447449 | POLE,LINE CONSTRUCTION,CONCRETE | 14.0m, 32kN Single Circuit, suit VS15, EE Dwg 1588-7 (scm) | Concrete Poles
002421394 | POLE,LINE CONSTRUCTION,CONCRETE | 27.0m, 40kN, Rural Single CCT Delta Suspension E/W Riser c/w 2 & 3 Ext Xarms, Dwg 5-20-3-9 | Concrete Poles
002411650 | POLE,LINE CONSTRUCTION,CONCRETE | 21.0m, 30kN, Urban Delta Post, Dwg 5-21-2-2 | Concrete Poles
002445476 | POLE,LINE CONSTRUCTION,CONCRETE | 18.0m, 80kN, Rural Vertical Strain Angle 15-35 Deg Pole, DC, Dwg 5-20-109-6 (scm) | Concrete Poles
002445682 | POLE,LINE CONSTRUCTION,CONCRETE | 21.0m, 60kN, Rural Vertical Strain Angle 45-55 Deg Pole, DC, Dwg 5-20-111-2 (scm) | Concrete Poles
002439529 | POLE,LINE CONSTRUCTION,CONCRETE | 30.0m, 60kN, Rural Vertical Strain 55-65 Deg Deviation, SC, 5-20-12-5 (scm) EE Dwg 5-2-1145 (scm) | Concrete Poles
002445716 | POLE,LINE CONSTRUCTION,CONCRETE | 24.0m, 80kN, Rural Vertical Strain Angle 45-55 Deg Pole, DC, Dwg 5-20-111-8 (scm) | Concrete Poles
002432029 | POLE,LINE CONSTRUCTION,CONCRETE | 32.0m, DC1SOH, Dwg 909976-03 | Concrete Poles
002445807 | POLE,LINE CONSTRUCTION,CONCRETE | 24.0m, 60kN, Rural Vertical Strain Angle 55-65 Deg Pole, DC, Dwg 5-20-112-3 (scm) | Concrete Poles
002411809 | POLE,LINE CONSTRUCTION,CONCRETE | 18.0m, 30kN, Urban Vertical Intermediate Dwg 5-21-3-1 | Concrete Poles
002447688 | POLE,LINE CONSTRUCTION,CONCRETE | 14.0m, 32kN Single Circuit, suit VS75, EE Dwg 1588-31 (scm) | Concrete Poles
002430775 | POLE,LINE CONSTRUCTION,CONCRETE | 24.0m, C6A90, Dwg 906130-02 | Concrete Poles
002447068 | POLE,LINE CONSTRUCTION,CONCRETE | 17.0m, 24kN Double Circuit, suit VS/VT, EE Dwg 1602-5 (scm) | Concrete Poles
002447076 | POLE,LINE CONSTRUCTION,CONCRETE | 18.5m, 24kN Double Circuit, suit VS/VT, EE Dwg 1602-6 (scm) | Concrete Poles
002430858 | POLE,LINE CONSTRUCTION,CONCRETE | 24.0m, DC6SOM, Dwg 908942-03 | Concrete Poles
002431344 | POLE,LINE CONSTRUCTION,CONCRETE | 28.0m, C1SOM, Dwg 930930-03 | Concrete Poles
002446359 | POLE,LINE CONSTRUCTION,CONCRETE | 30.0m, 80kN, 66kV, Rural Suspension Pole for Normal & Ext Xarms, SC/DC, Dwg 5-20-102-5 (scm) | Concrete Poles
002445757 | POLE,LINE CONSTRUCTION,CONCRETE | 30.0m, 80kN, Rural Vertical Strain Angle 45-55 Deg Pole, DC, Dwg 5-20-111-10 (scm) | Concrete Poles
002423671 | POLE,LINE CONSTRUCTION,CONCRETE | 17.0m, 24kN, Rural Intermediate Flat Pin Bracket, EE Dwg 1573-5 | Concrete Poles
002431468 | POLE,LINE CONSTRUCTION,CONCRETE | 29.0m, C1SOH, Dwg 930930-03 | Concrete Poles
002447704 | POLE,LINE CONSTRUCTION,CONCRETE | 17.0m, 32kN Single Circuit, suit VS75, EE Dwg 1588-33 (scm) | Concrete Poles
002445492 | POLE,LINE CONSTRUCTION,CONCRETE | 21.0m, 80kN, Rural Vertical Strain Angle 15-35 Deg Pole, DC, Dwg 5-20-109-7 (scm) | Concrete Poles
002446110 | POLE,LINE CONSTRUCTION,CONCRETE | 24.0m, 80kN, Rural Vertical Strain Angle 85-95 Deg Pole, DC, Dwg 5-20-115-8 (scm) | Concrete Poles
002445146 | POLE,LINE CONSTRUCTION,CONCRETE | 30.0m, 60kN, Urban Vertical Strain Angle 95-105 Deg Pole, Dwg 5-21-14-5 (scm) | Concrete Poles
002447464 | POLE,LINE CONSTRUCTION,CONCRETE | 17.0m, 32kN Single Circuit, suit VS15, EE Dwg 1588-9 (scm) | Concrete Poles
002446169 | POLE,LINE CONSTRUCTION,CONCRETE | 18.0m, 60kN, Rural Vertical Strain Angle 95-105 Deg Pole, DC, Dwg 5-20-116-1 (scm) | Concrete Poles
002430767 | POLE,LINE CONSTRUCTION,CONCRETE | 22.0m, C6A90, Dwg 906130-02 | Concrete Poles
002445559 | POLE,LINE CONSTRUCTION,CONCRETE | 30.0m, 80kN, Rural Vertical Strain Angle 15-35 Deg Pole, DC, Dwg 5-20-109-10 (scm) | Concrete Poles
002446771 | POLE,LINE CONSTRUCTION,CONCRETE | 30.0m, 50kN, Urban Vertical Construction Dwg 5-21-3-15 (scm) | Concrete Poles
002414787 | POLE,LINE CONSTRUCTION,CONCRETE | 18.0m, 60kN, Rural Vertical Strain 85-95 Deg Deviation, SC, Dwg 5-20-15-1 EE Dwg 5-2-1148 (scm) | Concrete Poles
002445849 | POLE,LINE CONSTRUCTION,CONCRETE | 30.0m, 60kN, Rural Vertical Strain Angle 55-65 Deg Pole, DC, Dwg 5-20-112-5 (scm) | Concrete Poles
002441442 | POLE,LINE CONSTRUCTION,CONCRETE | 27.0m, 60kN, Rural Vertical Strain 5-15 Deg Deviation, SC, Dwg 5-20-7-4 (scm) | Concrete Poles
002450708 | POLE,LINE CONSTRUCTION,CONCRETE | 30.0m, 80kN, Urban Delta Strain 5-15 Deg Angle 405 Tip Pole, 66kV, EE Dwg 5-2-1073 | Concrete Poles
002431997 | POLE,LINE CONSTRUCTION,CONCRETE | 29.0m, DC1SOH, Dwg 909976-03 | Concrete Poles
002431484 | POLE,LINE CONSTRUCTION,CONCRETE | 20.0m, C1F50, Dwg 952655-02 | Concrete Poles
002447662 | POLE,LINE CONSTRUCTION,CONCRETE | 15.5m, 24kN Single Circuit, suit VS75, EE Dwg 1588-29 (scm) | Concrete Poles
002441434 | POLE,LINE CONSTRUCTION,CONCRETE | 24.0m, 80kN, Rural Vertical Strain 5-15 Deg Deviation, SC, Dwg 5-20-7-8 (scm) | Concrete Poles
002411916 | POLE,LINE CONSTRUCTION,CONCRETE | 24.0m, 40kN, Urban Vertical Intermediate Dwg 5-21-3-8 | Concrete Poles
002431112 | POLE,LINE CONSTRUCTION,CONCRETE | 33.0m, DC6SOH, Dwg 908942-03 | Concrete Poles
002439461 | POLE,LINE CONSTRUCTION,CONCRETE | 30.0m, 50kN, Vertical Flying Angle c/w Xarms, Assy A1134-23, Dwg 5-20-5-5 (scm) (scm) | Concrete Poles
002431781 | POLE,LINE CONSTRUCTION,CONCRETE | 35.0m, C1T90, Dwg 953201-03 | Concrete Poles
002441665 | POLE,LINE CONSTRUCTION,CONCRETE | 30.0m, 60kN, Rural Vertical Strain 35-45 Deg Deviation, SC, Dwg 5-20-10-5 (scm) | Concrete Poles
002431500 | POLE,LINE CONSTRUCTION,CONCRETE | 24.0m, C1F50, Dwg 952655-03 | Concrete Poles
002423762 | POLE,LINE CONSTRUCTION,CONCRETE | 12.5m, 16kN, Rural Intermediate Flat Pin Bracket, EE Dwg 1579-2 | Concrete Poles
002445799 | POLE,LINE CONSTRUCTION,CONCRETE | 21.0m, 80kN, Rural Vertical Strain Angle 55-65 Deg Pole, DC, Dwg 5-20-112-7 (scm) | Concrete Poles
002431906 | POLE,LINE CONSTRUCTION,CONCRETE | 34.0m, C1T90X, Dwg 934380-03 | Concrete Poles
002444677 | POLE,LINE CONSTRUCTION,CONCRETE | 24.0m, 80kN, Urban Vertical Strain Angle 35-45 Deg Pole, Dwg 5-21-8-8 (scm) | Concrete Poles
002447522 | POLE,LINE CONSTRUCTION,CONCRETE | 17.0m, 16kN Single Circuit, suit VS45, EE Dwg 1588-15 (scm) | Concrete Poles
002431971 | POLE,LINE CONSTRUCTION,CONCRETE | 27.0m, DC1SOH, Dwg 909976-03 | Concrete Poles
002447092 | POLE,LINE CONSTRUCTION,CONCRETE | 17.0m, 32kN Double Circuit, suit VS/VT, EE Dwg 1602-8 (scm) | Concrete Poles
002445633 | POLE,LINE CONSTRUCTION,CONCRETE | 27.0m, 80kN, Rural Vertical Strain Angle 35-45 Deg Pole, DC, Dwg 5-20-110-9 (scm) | Concrete Poles
002445138 | POLE,LINE CONSTRUCTION,CONCRETE | 27.0m, 80kN, Urban Vertical Strain Angle 95-105 Deg Pole, Dwg 5-21-14-9 (scm) | Concrete Poles
002444701 | POLE,LINE CONSTRUCTION,CONCRETE | 30.0m, 60kN, Urban Vertical Strain Angle 35-45 Deg Pole, Dwg 5-21-8-5 (scm) | Concrete Poles
002423317 | POLE,LINE CONSTRUCTION,CONCRETE | 11.0m, 32kN, Rural Strain/Term Delta, EE Dwg 1577-1 | Concrete Poles
002450583 | POLE,LINE CONSTRUCTION,CONCRETE | 24.0m, 80kN, Urban Delta Strain 0-5 Deg Angle 405 Tip Pole, 66kV, EE Dwg 5-2-1072 | Concrete Poles
002450831 | POLE,LINE CONSTRUCTION,CONCRETE | 24.0m, 60kN, Urban Delta Strain 35-45 Deg Angle 405 Tip Pole, 66kV, EE Dwg 5-2-1075 | Concrete Poles
002446862 | POLE,LINE CONSTRUCTION,CONCRETE | 18.5m, 32kN Double Circuit, suit HPI/HPA EE Dwg 1603-9 (scm) | Concrete Poles
002445229 | POLE,LINE CONSTRUCTION,CONCRETE | 21.0m, 80kN, Rural Vertical Flying Angle Pole for DC (scm) | Concrete Poles
002441947 | POLE,LINE CONSTRUCTION,CONCRETE | 27.0m, 60kN, Rural Vertical Strain 75-85 Deg Deviation, SC, Dwg 5-20-14-4 (scm) | Concrete Poles
002431054 | POLE,LINE CONSTRUCTION,CONCRETE | 27.0m, DC6SOH, Dwg 908942-03 | Concrete Poles
002411965 | POLE,LINE CONSTRUCTION,CONCRETE | 27.0m, 40kN, Urban Vertical Intermediate Dwg 5-21-3-9 | Concrete Poles
002446961 | POLE,LINE CONSTRUCTION,CONCRETE | 15.5m, 32kN Double Circuit, suit VI, EE Dwg 1605-7 (scm) | Concrete Poles
002445542 | POLE,LINE CONSTRUCTION,CONCRETE | 30.0m, 60kN, Rural Vertical Strain Angle 15-35 Deg Pole, DC, Dwg 5-20-109-5 (scm) | Concrete Poles
002450468 | POLE,LINE CONSTRUCTION,CONCRETE | 27.0m, 60kN, Rural Vertical Flying Angle 405 Tip Pole, 132kV Rual Double Circuit, Dwg 5-20-303-2 | Concrete Poles
002414506 | POLE,LINE CONSTRUCTION,CONCRETE | 18.0m, 60kN, Rural Vertical Strain 15-35 Deg Deviation, SC, Dwg 5-20-9-1 EE Dwg 5-2-1141 (scm) | Concrete Poles
002447373 | POLE,LINE CONSTRUCTION,CONCRETE | 17.0m, 40kN Single Circuit, suit HPI/HPA EE Dwg 1749-12 (scm) | Concrete Poles
002430999 | POLE,LINE CONSTRUCTION,CONCRETE | 21.0m, DC6SOH, Dwg 908942-03 | Concrete Poles
002431492 | POLE,LINE CONSTRUCTION,CONCRETE | 22.0m, C1F50, Dwg 952655-02 | Concrete Poles
002431633 | POLE,LINE CONSTRUCTION,CONCRETE | 20.0m, 1C1T90, Dwg 958752-03 | Concrete Poles
002412096 | POLE,LINE CONSTRUCTION,CONCRETE | 21.0m, 80kN, Urban Flying Angle, Dwg 5-21-4-12 | Concrete Poles
002450823 | POLE,LINE CONSTRUCTION,CONCRETE | 21.0m, 60kN, Urban Delta Strain 35-45 Deg Angle 405 Tip Pole, 66kV, EE Dwg 5-2-1075 | Concrete Poles
002446052 | POLE,LINE CONSTRUCTION,CONCRETE | 30.0m, 80kN, Rural Vertical Strain Angle 75-85 Deg Pole, DC, Dwg 5-20-114-10 (scm) | Concrete Poles
002431773 | POLE,LINE CONSTRUCTION,CONCRETE | 34.0m, C1T90, Dwg 953201-03 | Concrete Poles
002447563 | POLE,LINE CONSTRUCTION,CONCRETE | 14.0m, 32kN Single Circuit, suit VS45, EE Dwg 1588-19 (scm) | Concrete Poles
002445484 | POLE,LINE CONSTRUCTION,CONCRETE | 21.0m, 60kN, Rural Vertical Strain Angle 15-35 Deg Pole, DC, Dwg 5-20-109-2 (scm) | Concrete Poles
002450872 | POLE,LINE CONSTRUCTION,CONCRETE | 21.0m, 80kN, Urban Delta Strain 35-45 Deg Angle 405 Tip Pole, 66kV, EE Dwg 5-2-1075 | Concrete Poles
002450609 | POLE,LINE CONSTRUCTION,CONCRETE | 30.0m, 80kN, Urban Delta Strain 0-5 Deg Angle 405 Tip Pole, 66kV, EE Dwg 5-2-1072 | Concrete Poles
002423713 | POLE,LINE CONSTRUCTION,CONCRETE | 14.0m, 32kN, Rural Intermediate Flat Pin Bracket, EE Dwg 1574-3 | Concrete Poles
002450740 | POLE,LINE CONSTRUCTION,CONCRETE | 27.0m, 60kN, Urban Delta Strain 15-35 Deg Angle 405 Tip Pole, 66kV, EE Dwg 5-2-1074 | Concrete Poles
002431617 | POLE,LINE CONSTRUCTION,CONCRETE | 18.0m, 1C1T90, Dwg 958752-03 | Concrete Poles
002445021 | POLE,LINE CONSTRUCTION,CONCRETE | 30.0m, 60kN, Urban Vertical Strain Angle 75-85 Deg Pole, Dwg 5-21-12-5 (scm) | Concrete Poles
002431526 | POLE,LINE CONSTRUCTION,CONCRETE | 28.0m, C1F50, Dwg 952655-03 | Concrete Poles
002450310 | POLE,LINE CONSTRUCTION,CONCRETE | 21.0m, 40kN, Horizontal Cable Termination, 315 Tip Pole, 66kV, Dwg 5-24-2-2 | Concrete Poles
002414241 | POLE,LINE CONSTRUCTION,CONCRETE | 18.0m, 50kN, Rural Flying Angle E/W Riser, no Xarms, Dwg 5-20-4-1 | Concrete Poles
002447027 | POLE,LINE CONSTRUCTION,CONCRETE | 15.5m, 16kN Double Circuit, suit VS/VT, EE Dwg 1602-1 (scm) | Concrete Poles
002444669 | POLE,LINE CONSTRUCTION,CONCRETE | 24.0m, 60kN, Urban Vertical Strain Angle 35-45 Deg Pole, Dwg 5-21-8-3 (scm) | Concrete Poles
002430957 | POLE,LINE CONSTRUCTION,CONCRETE | 34.0m, DC6SOM, Dwg 908942-03 | Concrete Poles
002410769 | POLE,LINE CONSTRUCTION,CONCRETE | 24.0m, 80kN, Rural Vertical Strain 0-5 Deg Deviation/Termination, SC, Dwg 5-20-6-6 | Concrete Poles
002439420 | POLE,LINE CONSTRUCTION,CONCRETE | 30.0m, 50kN, Rural Suspension, for Normal & 1 Ext Xarms, Assy A1126-23, Dwg 5-20-2-15 | Concrete Poles
002444578 | POLE,LINE CONSTRUCTION,CONCRETE | 27.0m, 80kN, Urban Vertical Strain Angle 5-15 Deg Pole, Dwg 5-21-6-9 (scm) | Concrete Poles
002405763 | POLE,LINE CONSTRUCTION,CONCRETE | 20.0m | Concrete Poles
002444974 | POLE,LINE CONSTRUCTION,CONCRETE | 21.0m, 80kN, Urban Vertical Strain Angle 75-85 Deg Pole, Dwg 5-21-12-7 (scm) | Concrete Poles
002430726 | POLE,LINE CONSTRUCTION,CONCRETE | 12.5m, 66kV, ABS, Dwg 990819-01 | Concrete Poles
002445013 | POLE,LINE CONSTRUCTION,CONCRETE | 27.0m, 80kN, Urban Vertical Strain Angle 75-85 Deg Pole, Dwg 5-21-12-9 (scm) | Concrete Poles
002431419 | POLE,LINE CONSTRUCTION,CONCRETE | 22.0m, C1SOH, Dwg 930930-03 | Concrete Poles
002444479 | POLE,LINE CONSTRUCTION,CONCRETE | 30.0m, 80kN, Urban Vertical Flying Angle Pole, Dwg 5-21-4-15 (scm) | Concrete Poles
002412690 | POLE,LINE CONSTRUCTION,CONCRETE | 21.0m, 80kN, Urban Vertical Strain 55-65 Deg, Dwg 5-21-10-7 | Concrete Poles
002431138 | POLE,LINE CONSTRUCTION,CONCRETE | 35.0m, DC6SOH, Dwg 908942-03 | Concrete Poles
002430742 | POLE,LINE CONSTRUCTION,CONCRETE | 18.0m, C6A90, Dwg 906130-02 | Concrete Poles
002447332 | POLE,LINE CONSTRUCTION,CONCRETE | 15.5m, 32kN Single Circuit, suit HPI/HPA EE Dwg 1749-8 (scm) | Concrete Poles
002447456 | POLE,LINE CONSTRUCTION,CONCRETE | 15.5m, 32kN Single Circuit, suit VS15, EE Dwg 1588-8 (scm) | Concrete Poles
002445955 | POLE,LINE CONSTRUCTION,CONCRETE | 30.0m, 80kN, Rural Vertical Strain Angle 65-75 Deg Pole, DC, Dwg 5-20-113-10 (scm) | Concrete Poles
002430684 | POLE,LINE CONSTRUCTION,CONCRETE | 10.0m, Unstayed, Bollard, Dwg 912424-01 | Concrete Poles
002447613 | POLE,LINE CONSTRUCTION,CONCRETE | 17.0m, 40kN Single Circuit, suit VS45, EE Dwg 1588-24 (scm) | Concrete Poles
002446789 | POLE,LINE CONSTRUCTION,CONCRETE | 15.5m, 16kN Double Circuit, suit HPI/HPA EE Dwg 1603-1 (scm) | Concrete Poles
002423341 | POLE,LINE CONSTRUCTION,CONCRETE | 15.5m, 32kN, Rural Strain/Term Delta, EE Dwg 1577-4 | Concrete Poles
002445252 | POLE,LINE CONSTRUCTION,CONCRETE | 30.0m, 80kN, Rural Vertical Flying Angle Pole for DC (scm) | Concrete Poles
002439578 | POLE,LINE CONSTRUCTION,CONCRETE | 20.0m, CDI12/24, EE Dwg 1026412-01, ETS 07-03-01(2) | Concrete Poles
002441699 | POLE,LINE CONSTRUCTION,CONCRETE | 18.0m, 80kN, Rural Vertical Strain 45-55 Deg Deviation, SC, Dwg 5-20-11-6 (scm) | Concrete Poles
002442077 | POLE,LINE CONSTRUCTION,CONCRETE | 30.0m, 80kN, Rural Vertical Strain 95-105 Deg Deviation, SC, Dwg 5-20-16-10 (scm) | Concrete Poles
002444453 | POLE,LINE CONSTRUCTION,CONCRETE | 30.0m, 50kN, Urban Vertical Flying Angle Pole, Dwg 5-21-4-5 (scm) | Concrete Poles
002431096 | POLE,LINE CONSTRUCTION,CONCRETE | 31.0m, DC6SOH, Dwg 908942-03 | Concrete Poles
002410470 | POLE,LINE CONSTRUCTION,CONCRETE | 21.0m, 40kN, Rural Single CCT Delta Suspension E/W Riser, for Normal & 1 Ext Xarms, Dwg 5-20-2-7 | Concrete Poles
002454734 | POLE,LINE CONSTRUCTION,CONCRETE | 18.0m, 30kN, Horizontal 132kV ABS, 315 Tip Pole, EE Dwg 5-23-3-1 (scm) | Concrete Poles
002447654 | POLE,LINE CONSTRUCTION,CONCRETE | 14.0m, 24kN Single Circuit, suit VS75, EE Dwg 1588-28 (scm) | Concrete Poles
002444719 | POLE,LINE CONSTRUCTION,CONCRETE | 30.0m, 80kN, Urban Vertical Strain Angle 35-45 Deg Pole, Dwg 5-21-8-10 (scm) | Concrete Poles
002447290 | POLE,LINE CONSTRUCTION,CONCRETE | 14.0m, 24kN Single Circuit, suit HPI/HPA EE Dwg 1749-4 (scm) | Concrete Poles
002430783 | POLE,LINE CONSTRUCTION,CONCRETE | 26.0m, C6A90, Dwg 906130-02 | Concrete Poles
002444958 | POLE,LINE CONSTRUCTION,CONCRETE | 18.0m, 80kN, Urban Vertical Strain Angle 75-85 Deg Pole, Dwg 5-21-12-6 (scm) | Concrete Poles
002430890 | POLE,LINE CONSTRUCTION,CONCRETE | 28.0m, DC6SOM, Dwg 908942-03 | Concrete Poles
002441871 | POLE,LINE CONSTRUCTION,CONCRETE | 30.0m, 80kN, Rural Vertical Strain 65-75 Deg Deviation, SC, Dwg 5-20-13-10 (scm) | Concrete Poles
002450906 | POLE,LINE CONSTRUCTION,CONCRETE | 30.0m, 80kN, Urban Delta Strain 35-45 Deg Angle 405 Tip Pole, 66kV, EE Dwg 5-2-1075 | Concrete Poles
002412120 | POLE,LINE CONSTRUCTION,CONCRETE | 24.0m, 50kN, Urban Flying Angle, Dwg 5-21-4-3 | Concrete Poles
002445328 | POLE,LINE CONSTRUCTION,CONCRETE | 27.0m, 60kN, Rural Vertical Strain Angle 0-5 Deg Pole, DC, Dwg 5-20-107-4 (scm) | Concrete Poles
002421402 | POLE,LINE CONSTRUCTION,CONCRETE | 27.0m, 50kN, Rural Single CCT Delta Suspension E/W Riser c/w 2 & 3 Ext Xarms, Dwg 5-20-3-14 | Concrete Poles
002412195 | POLE,LINE CONSTRUCTION,CONCRETE | 27.0m, 80kN, Urban Flying Angle, Dwg 5-21-4-14 | Concrete Poles
002441582 | POLE,LINE CONSTRUCTION,CONCRETE | 18.0m, 60kN, Rural Vertical Strain 35-45 Deg Deviation, SC, Dwg 5-20-10-1 (scm) | Concrete Poles
002412146 | POLE,LINE CONSTRUCTION,CONCRETE | 24.0m, 80kN, Urban Flying Angle, Dwg 5-21-4-13 | Concrete Poles
002444586 | POLE,LINE CONSTRUCTION,CONCRETE | 30.0m, 60kN, Urban Vertical Strain Angle 5-15 Deg Pole, Dwg 5-21-6-5 (scm) | Concrete Poles
002410637 | POLE,LINE CONSTRUCTION,CONCRETE | 27.0m, 50kN, Rural Flying Angle/Offset Suspension with Xarms E/W Riser, Dwg 5-20-5-4 | Concrete Poles
002441152 | POLE,LINE CONSTRUCTION,CONCRETE | 10.0m, 100/200kN, Stayed Bollard, Dwg 5-19-2-2 (scm) | Concrete Poles
002445971 | POLE,LINE CONSTRUCTION,CONCRETE | 18.0m, 80kN, Rural Vertical Strain Angle 75-85 Deg Pole, DC, Dwg 5-20-114-6 (scm) | Concrete Poles
002439602 | POLE,LINE CONSTRUCTION,CONCRETE | 20.0m, CABS12/24, EE Dwg 1026412-13, ETS 07-03-01(2) | Concrete Poles
002447167 | POLE,LINE CONSTRUCTION,CONCRETE | 17.0m, 16kN Single Circuit, suit VT, EE Dwg 1857-3 (scm) | Concrete Poles
002446268 | POLE,LINE CONSTRUCTION,CONCRETE | 18.0m, 60kN, 66kV, Rural Suspension Pole for Normal & Ext Xarms, SC/DC, Dwg 5-20-101-1 (scm) | Concrete Poles
002431559 | POLE,LINE CONSTRUCTION,CONCRETE | 34.0m, C1F50, Dwg 952655-03 | Concrete Poles
002412393 | POLE,LINE CONSTRUCTION,CONCRETE | 27.0m, 80kN, Urban Vertical Strain 0-5 Deg, Dwg 5-21-5-9 | Concrete Poles
002445419 | POLE,LINE CONSTRUCTION,CONCRETE | 24.0m, 80kN, Rural Vertical Strain Angle 5-15 Deg Pole, DC, Dwg 5-20-108-8 (scm) | Concrete Poles
002444644 | POLE,LINE CONSTRUCTION,CONCRETE | 21.0m, 60kN, Urban Vertical Strain Angle 35-45 Deg Pole, Dwg 5-21-8-2 (scm) | Concrete Poles
002444875 | POLE,LINE CONSTRUCTION,CONCRETE | 21.0m, 80kN, Urban Vertical Strain Angle 65-75 Deg Pole, Dwg 5-21-11-7 (scm) | Concrete Poles
002447530 | POLE,LINE CONSTRUCTION,CONCRETE | 14.0m, 24kN Single Circuit, suit VS45, EE Dwg 1588-16 (scm) | Concrete Poles
002444933 | POLE,LINE CONSTRUCTION,CONCRETE | 30.0m, 80kN, Urban Vertical Strain Angle 65-75 Deg Pole, Dwg 5-21-11-10 (scm) | Concrete Poles
002432011 | POLE,LINE CONSTRUCTION,CONCRETE | 31.0m, DC1SOH, Dwg 909976-03 | Concrete Poles
002446987 | POLE,LINE CONSTRUCTION,CONCRETE | 18.5m, 32kN Double Circuit, suit VI, EE Dwg 1605-9 (scm) | Concrete Poles
002450658 | POLE,LINE CONSTRUCTION,CONCRETE | 30.0m, 60kN, Urban Delta Strain 5-15 Deg Angle 405 Tip Pole, 66kV, EE Dwg 5-2-1073 | Concrete Poles
002441772 | POLE,LINE CONSTRUCTION,CONCRETE | 30.0m, 80kN, Rural Vertical Strain 45-55 Deg Deviation, SC, Dwg 5-20-11-10 (scm) | Concrete Poles
002445724 | POLE,LINE CONSTRUCTION,CONCRETE | 27.0m, 60kN, Rural Vertical Strain Angle 45-55 Deg Pole, DC, Dwg 5-20-111-4 (scm) | Concrete Poles
002410827 | POLE,LINE CONSTRUCTION,CONCRETE | 24.0m, 80kN, Rural Vertical Strain 15-35 Deg Deviation, SC, Dwg 5-20-9-8 EE Dwg 5-2-1141 (scm) | Concrete Poles
002430940 | POLE,LINE CONSTRUCTION,CONCRETE | 33.0m, DC6SOM, Dwg 908942-03 | Concrete Poles
002441459 | POLE,LINE CONSTRUCTION,CONCRETE | 27.0m, 80kN, Rural Vertical Strain 5-15 Deg Deviation, SC, Dwg 5-20-7-9 (scm) | Concrete Poles
002447340 | POLE,LINE CONSTRUCTION,CONCRETE | 17.0m, 32kN Single Circuit, suit HPI/HPA EE Dwg 1749-9 (scm) | Concrete Poles
002431146 | POLE,LINE CONSTRUCTION,CONCRETE | 36.0m, DC6SOH, Dwg 908942-03 | Concrete Poles
002450484 | POLE,LINE CONSTRUCTION,CONCRETE | 24.0m, 80kN, Rural Vertical Flying Angle 405 Tip Pole, 132kV Rual Double Circuit, Dwg 5-20-303-4 | Concrete Poles
002447555 | POLE,LINE CONSTRUCTION,CONCRETE | 17.0m, 24kN Single Circuit, suit VS45, EE Dwg 1588-18 (scm) | Concrete Poles
002439594 | POLE,LINE CONSTRUCTION,CONCRETE | 20.0m, CTRANS12/24, EE Dwg 1026412-11, ETS 07-03-01(2) | Concrete Poles
002410728 | POLE,LINE CONSTRUCTION,CONCRETE | 27.0m, 50kN, Rural Flying Angle E/W Riser, no Xarms, Dwg 5-20-4-4 | Concrete Poles
002445260 | POLE,LINE CONSTRUCTION,CONCRETE | 18.0m, 60kN, Rural Vertical Strain Angle 0-5 Deg Pole, DC, Dwg 5-20-107-1 (scm) | Concrete Poles
002410462 | POLE,LINE CONSTRUCTION,CONCRETE | 21.0m, 30kN, Rural Single CCT Delta Suspension E/W Riser, for Normal & 1 Ext Xarms, Dwg 5-20-2-2 | Concrete Poles
002432003 | POLE,LINE CONSTRUCTION,CONCRETE | 30.0m, DC1SOH, Dwg 909976-03 | Concrete Poles
002431963 | POLE,LINE CONSTRUCTION,CONCRETE | 26.0m, DC1SOH, Dwg 909976-03 | Concrete Poles
002405308 | POLE,LINE CONSTRUCTION,CONCRETE | 15.5m | Concrete Poles
002431914 | POLE,LINE CONSTRUCTION,CONCRETE | 35.0m, C1T90X, Dwg 934380-03 | Concrete Poles
002441590 | POLE,LINE CONSTRUCTION,CONCRETE | 18.0m, 80kN, Rural Vertical Strain 35-45 Deg Deviation, SC, Dwg 5-20-10-6 (scm) | Concrete Poles
002431641 | POLE,LINE CONSTRUCTION,CONCRETE | 21.0m, C1T90, Dwg 953201-03 | Concrete Poles
002430692 | POLE,LINE CONSTRUCTION,CONCRETE | 12.0m, Unstayed, Bollard, Dwg 912424-01 | Concrete Poles
002444651 | POLE,LINE CONSTRUCTION,CONCRETE | 21.0m, 80kN, Urban Vertical Strain Angle 35-45 Deg Pole, Dwg 5-21-8-7 (scm) | Concrete Poles
002445625 | POLE,LINE CONSTRUCTION,CONCRETE | 27.0m, 60kN, Rural Vertical Strain Angle 35-45 Deg Pole, DC, Dwg 5-20-110-4 (scm) | Concrete Poles
002430676 | POLE,LINE CONSTRUCTION,CONCRETE | 14.0m, Stayed, Bollard, Dwg 912424-01 | Concrete Poles
002446458 | POLE,LINE CONSTRUCTION,CONCRETE | 30.0m, 80kN, Semi Urban Vertical Intermediate Pole, SC/DC, Dwg 5-21-21-10 (scm) | Concrete Poles
002444560 | POLE,LINE CONSTRUCTION,CONCRETE | 27.0m, 60kN, Urban Vertical Strain Angle 5-15 Deg Pole, Dwg 5-21-6-4 (scm) | Concrete Poles
002445054 | POLE,LINE CONSTRUCTION,CONCRETE | 30.0m, 80kN, Urban Vertical Strain Angle 85-95 Deg Pole, Dwg 5-21-13-10 (scm) | Concrete Poles
002423432 | POLE,LINE CONSTRUCTION,CONCRETE | 11.0m, 24kN, Rural Intermediate Flat Pin Bracket, EE Dwg 1573-1 | Concrete Poles
002412294 | POLE,LINE CONSTRUCTION,CONCRETE | 21.0m, 80kN, Urban Vertical Strain 0-5 Deg, Dwg 5-21-5-7 | Concrete Poles
002445245 | POLE,LINE CONSTRUCTION,CONCRETE | 27.0m, 80kN, Rural Vertical Flying Angle Pole for DC (scm) | Concrete Poles
002411601 | POLE,LINE CONSTRUCTION,CONCRETE | 18.0m, 30kN, Urban Delta Post, Dwg 5-21-2-1 | Concrete Poles
002442044 | POLE,LINE CONSTRUCTION,CONCRETE | 27.0m, 60kN, Rural Vertical Strain 95-105 Deg Deviation, SC, Dwg 5-20-16-4 (scm) | Concrete Poles
002446805 | POLE,LINE CONSTRUCTION,CONCRETE | 18.5m, 16kN Double Circuit, suit HPI/HPA EE Dwg 1603-3 (scm) | Concrete Poles
002447399 | POLE,LINE CONSTRUCTION,CONCRETE | 15.5m, 16kN Single Circuit, suit VS15, EE Dwg 1588-2 (scm) | Concrete Poles
002444529 | POLE,LINE CONSTRUCTION,CONCRETE | 21.0m, 60kN, Urban Vertical Strain Angle 5-15 Deg Pole, Dwg 5-21-6-2 (scm) | Concrete Poles
002450690 | POLE,LINE CONSTRUCTION,CONCRETE | 27.0m, 80kN, Urban Delta Strain 5-15 Deg Angle 405 Tip Pole, 66kV, EE Dwg 5-2-1073 | Concrete Poles
002445377 | POLE,LINE CONSTRUCTION,CONCRETE | 18.0m, 80kN, Rural Vertical Strain Angle 5-15 Deg Pole, DC, Dwg 5-20-108-6 (scm) | Concrete Poles
002444610 | POLE,LINE CONSTRUCTION,CONCRETE | 30.0m, 80kN, Urban Vertical Strain Angle 15-35 Deg Pole, Dwg 5-21-7-10 (scm) | Concrete Poles
002450526 | POLE,LINE CONSTRUCTION,CONCRETE | 21.0m, 60kN, Urban Delta Strain 0-5 Deg Angle 405 Tip Pole, 66kV, EE Dwg 5-2-1072 | Concrete Poles
002450864 | POLE,LINE CONSTRUCTION,CONCRETE | 18.0m, 80kN, Urban Delta Strain 35-45 Deg Angle 405 Tip Pole, 66kV, EE Dwg 5-2-1075 | Concrete Poles
002410959 | POLE,LINE CONSTRUCTION,CONCRETE | 27.0m, 60kN, Rural Vertical Strain 85-95 Deg Deviation, SC, Dwg 5-20-15-4 EE Dwg 5-2-1148 (scm) | Concrete Poles
002412682 | POLE,LINE CONSTRUCTION,CONCRETE | 21.0m, 60kN, Urban Vertical Strain 55-65 Deg, Dwg 5-21-10-2 | Concrete Poles
002441962 | POLE,LINE CONSTRUCTION,CONCRETE | 30.0m, 60kN, Rural Vertical Strain 75-85 Deg Deviation, SC, Dwg 5-20-14-5 (scm) | Concrete Poles
002431070 | POLE,LINE CONSTRUCTION,CONCRETE | 29.0m, DC6SOH, Dwg 908942-03 | Concrete Poles
002450898 | POLE,LINE CONSTRUCTION,CONCRETE | 27.0m, 80kN, Urban Delta Strain 35-45 Deg Angle 405 Tip Pole, 66kV, EE Dwg 5-2-1075 | Concrete Poles
002447639 | POLE,LINE CONSTRUCTION,CONCRETE | 15.5m, 16kN Single Circuit, suit VS75, EE Dwg 1588-26 (scm) | Concrete Poles
002412633 | POLE,LINE CONSTRUCTION,CONCRETE | 18.0m, 60kN, Urban Vertical Strain 55-65 Deg, Dwg 5-21-10-1 | Concrete Poles
002446334 | POLE,LINE CONSTRUCTION,CONCRETE | 27.0m, 80kN, 66kV, Rural Suspension Pole for Normal & Ext Xarms, SC/DC, Dwg 5-20-102-4 (scm) | Concrete Poles
002447225 | POLE,LINE CONSTRUCTION,CONCRETE | 17.0m, 32kN Single Circuit, suit VT, EE Dwg 1857-9 (scm) | Concrete Poles
002412245 | POLE,LINE CONSTRUCTION,CONCRETE | 18.0m, 80kN, Urban Vertical Strain 0-5 Deg, Dwg 5-21-5-6 | Concrete Poles
002450476 | POLE,LINE CONSTRUCTION,CONCRETE | 30.0m, 60kN, Rural Vertical Flying Angle 405 Tip Pole, 132kV Rual Double Circuit, Dwg 5-20-303-3 | Concrete Poles
002410843 | POLE,LINE CONSTRUCTION,CONCRETE | 27.0m, 80kN, Rural Vertical Strain 15-35 Deg Deviation, SC, Dwg 5-20-9-9 EE Dwg 5-2-1141 (scm) | Concrete Poles
002441731 | POLE,LINE CONSTRUCTION,CONCRETE | 24.0m, 80kN, Rural Vertical Strain 45-55 Deg Deviation, SC, Dwg 5-20-11-8 (scm) | Concrete Poles
002447274 | POLE,LINE CONSTRUCTION,CONCRETE | 15.5m, 16kN Single Circuit, suit HPI/HPA EE Dwg 1749-2 (scm) | Concrete Poles
002450534 | POLE,LINE CONSTRUCTION,CONCRETE | 24.0m, 60kN, Urban Delta Strain 0-5 Deg Angle 405 Tip Pole, 66kV, EE Dwg 5-2-1072 | Concrete Poles
002444511 | POLE,LINE CONSTRUCTION,CONCRETE | 18.0m, 80kN, Urban Vertical Strain Angle 5-15 Deg Pole, Dwg 5-21-6-6 (scm) | Concrete Poles
002441939 | POLE,LINE CONSTRUCTION,CONCRETE | 24.0m, 80kN, Rural Vertical Strain 75-85 Deg Deviation, SC, Dwg 5-20-14-8 (scm) | Concrete Poles
002444909 | POLE,LINE CONSTRUCTION,CONCRETE | 27.0m, 60kN, Urban Vertical Strain Angle 65-75 Deg Pole, Dwg 5-21-11-4 (scm) | Concrete Poles
002445005 | POLE,LINE CONSTRUCTION,CONCRETE | 27.0m, 60kN, Urban Vertical Strain Angle 75-85 Deg Pole, Dwg 5-21-12-4 (scm) | Concrete Poles
002446995 | POLE,LINE CONSTRUCTION,CONCRETE | 15.5m, 40kN Double Circuit, suit VI, EE Dwg 1605-10 (scm) | Concrete Poles
002412443 | POLE,LINE CONSTRUCTION,CONCRETE | 18.0m, 80kN, Urban Vertical Strain 15-35 Deg, Dwg 5-21-7-6 | Concrete Poles
002441897 | POLE,LINE CONSTRUCTION,CONCRETE | 18.0m, 80kN, Rural Vertical Strain 75-85 Deg Deviation, SC, Dwg 5-20-14-6 (scm) | Concrete Poles
002412237 | POLE,LINE CONSTRUCTION,CONCRETE | 18.0m, 60kN, Urban Vertical Strain 0-5 Deg, Dwg 5-21-5-1 | Concrete Poles
002444750 | POLE,LINE CONSTRUCTION,CONCRETE | 21.0m, 80kN, Urban Vertical Strain Angle 45-55 Deg Pole, Dwg 5-21-9-7 (scm) | Concrete Poles
002441160 | POLE,LINE CONSTRUCTION,CONCRETE | 10.0m, 100/200kN, Stayed Bollard, Dwg 5-19-2-3 (scm) | Concrete Poles
002450625 | POLE,LINE CONSTRUCTION,CONCRETE | 21.0m, 60kN, Urban Delta Strain 5-15 Deg Angle 405 Tip Pole, 66kV, EE Dwg 5-2-1073 | Concrete Poles
002446375 | POLE,LINE CONSTRUCTION,CONCRETE | 18.0m, 80kN, Semi Urban Vertical Intermediate Pole, SC/DC, Dwg 5-21-21-6 (scm) | Concrete Poles
002431260 | POLE,LINE CONSTRUCTION,CONCRETE | 18.0m, C1SOM, Dwg 930930-03 | Concrete Poles
002423754 | POLE,LINE CONSTRUCTION,CONCRETE | 11.0m, 16kN, Rural Intermediate Flat Pin Bracket, EE Dwg 1579-1 | Concrete Poles
002405309 | POLE,LINE CONSTRUCTION,CONCRETE | 11.0m | Concrete Poles
002423184 | POLE,LINE CONSTRUCTION,CONCRETE | 18.5m, 40kN, Rural Strain/Term Delta, EE Dwg 1578-6 | Concrete Poles
002447316 | POLE,LINE CONSTRUCTION,CONCRETE | 17.0m, 24kN Single Circuit, suit HPI/HPA EE Dwg 1749-6 (scm) | Concrete Poles
002412930 | POLE,LINE CONSTRUCTION,CONCRETE | 24.0m, 60kN, Urban Vertical Strain 85-95 Deg, Dwg 5-21-13-3 | Concrete Poles
002423192 | POLE,LINE CONSTRUCTION,CONCRETE | 11.0m, 16kN, Rural Strain/Term Delta, EE Dwg 1575-1 | Concrete Poles
002446227 | POLE,LINE CONSTRUCTION,CONCRETE | 27.0m, 60kN, Rural Vertical Strain Angle 95-105 Deg Pole, DC, Dwg 5-20-115-4 (scm) | Concrete Poles
002441814 | POLE,LINE CONSTRUCTION,CONCRETE | 21.0m, 80kN, Rural Vertical Strain 65-75 Deg Deviation, SC, Dwg 5-20-13-7 (scm) | Concrete Poles
002447282 | POLE,LINE CONSTRUCTION,CONCRETE | 17.0m, 16kN Single Circuit, suit HPI/HPA EE Dwg 1749-3 (scm) | Concrete Poles
002431815 | POLE,LINE CONSTRUCTION,CONCRETE | 25.0m, C1T90X, Dwg 934380-03 | Concrete Poles
002445435 | POLE,LINE CONSTRUCTION,CONCRETE | 27.0m, 80kN, Rural Vertical Strain Angle 5-15 Deg Pole, DC, Dwg 5-20-108-9 (scm) | Concrete Poles
002445237 | POLE,LINE CONSTRUCTION,CONCRETE | 24.0m, 80kN, Rural Vertical Flying Angle Pole for DC (scm) | Concrete Poles
002444826 | POLE,LINE CONSTRUCTION,CONCRETE | 30.0m, 60kN, Urban Vertical Strain Angle 55-65 Deg Pole, Dwg 5-21-10-5 (scm) | Concrete Poles
002421352 | POLE,LINE CONSTRUCTION,CONCRETE | 24.0m, 50kN, Rural Single CCT Delta Suspension E/W Riser c/w 2 & 3 Ext Xarms, Dwg 5-20-3-13 | Concrete Poles
002444594 | POLE,LINE CONSTRUCTION,CONCRETE | 30.0m, 80kN, Urban Vertical Strain Angle 5-15 Deg Pole, Dwg 5-21-6-10 (scm) | Concrete Poles
002447696 | POLE,LINE CONSTRUCTION,CONCRETE | 15.5m, 32kN Single Circuit, suit VS75, EE Dwg 1588-32 (scm) | Concrete Poles
002445872 | POLE,LINE CONSTRUCTION,CONCRETE | 18.0m, 80kN, Rural Vertical Strain Angle 65-75 Deg Pole, DC, Dwg 5-20-113-6 (scm) | Concrete Poles
002450849 | POLE,LINE CONSTRUCTION,CONCRETE | 27.0m, 60kN, Urban Delta Strain 35-45 Deg Angle 405 Tip Pole, 66kV, EE Dwg 5-2-1075 | Concrete Poles
002410892 | POLE,LINE CONSTRUCTION,CONCRETE | 27.0m, 60kN, Rural Vertical Strain 55-65 Deg Deviation, SC, Dwg 5-20-12-4 EE Dwg 5-2-1145 (scm) | Concrete Poles
002410868 | POLE,LINE CONSTRUCTION,CONCRETE | 21.0m, 80kN, Rural Vertical Strain 55-65 Deg Deviation, SC, Dwg 5-20-12-7 EE Dwg 5-2-1145 (scm) | Concrete Poles
002446029 | POLE,LINE CONSTRUCTION,CONCRETE | 27.0m, 60kN, Rural Vertical Strain Angle 75-85 Deg Pole, DC, Dwg 5-20-114-4 (scm) | Concrete Poles
002431161 | POLE,LINE CONSTRUCTION,CONCRETE | 19.0m, DC6F25, Dwg 923216-03 | Concrete Poles
002431443 | POLE,LINE CONSTRUCTION,CONCRETE | 26.0m, C1SOH, Dwg 930930-03 | Concrete Poles
002446078 | POLE,LINE CONSTRUCTION,CONCRETE | 18.0m, 80kN, Rural Vertical Strain Angle 85-95 Deg Pole, DC, Dwg 5-20-115-6 (scm) | Concrete Poles
002447175 | POLE,LINE CONSTRUCTION,CONCRETE | 14.0m, 24kN Single Circuit, suit VT, EE Dwg 1857-4 (scm) | Concrete Poles
002441954 | POLE,LINE CONSTRUCTION,CONCRETE | 27.0m, 80kN, Rural Vertical Strain 75-85 Deg Deviation, SC, Dwg 5-20-14-9 (scm) | Concrete Poles
002431013 | POLE,LINE CONSTRUCTION,CONCRETE | 23.0m, DC6SOH, Dwg 908942-03 | Concrete Poles
002414027 | POLE,LINE CONSTRUCTION,CONCRETE | 18.0m, 50kN, Rural Single CCT Delta Suspension E/W Riser, for Normal & 1 Ext Xarms, Dwg 5-20-2-11 | Concrete Poles
002450492 | POLE,LINE CONSTRUCTION,CONCRETE | 27.0m, 80kN, Rural Vertical Flying Angle 405 Tip Pole, 132kV Rual Double Circuit, Dwg 5-20-303-5 | Concrete Poles
002412898 | POLE,LINE CONSTRUCTION,CONCRETE | 21.0m, 80kN, Urban Vertical Strain 85-95 Deg, Dwg 5-21-13-7 | Concrete Poles
002431229 | POLE,LINE CONSTRUCTION,CONCRETE | 26.0m, DC6F25, Dwg 923216-03 | Concrete Poles
002412385 | POLE,LINE CONSTRUCTION,CONCRETE | 27.0m, 60kN, Urban Vertical Strain 0-5 Deg, Dwg 5-21-5-4 | Concrete Poles
002423382 | POLE,LINE CONSTRUCTION,CONCRETE | 12.5m, 40kN, Rural Strain/Term Delta, EE Dwg 1578-2 | Concrete Poles
002446953 | POLE,LINE CONSTRUCTION,CONCRETE | 18.5m, 24kN Double Circuit, suit VI, EE Dwg 1605-6 (scm) | Concrete Poles
002445393 | POLE,LINE CONSTRUCTION,CONCRETE | 21.0m, 80kN, Rural Vertical Strain Angle 5-15 Deg Pole, DC, Dwg 5-20-108-7 (scm) | Concrete Poles
002412880 | POLE,LINE CONSTRUCTION,CONCRETE | 21.0m, 60kN, Urban Vertical Strain 85-95 Deg, Dwg 5-21-13-2 | Concrete Poles
002439446 | POLE,LINE CONSTRUCTION,CONCRETE | 30.0m, 40kN, Rural Suspension c/w 2 & 3 Ext Xarms, Assy A1127-22, Dwg 5-20-3-10 (scm) | Concrete Poles
002431930 | POLE,LINE CONSTRUCTION,CONCRETE | 23.0m, DC1SOH, Dwg 909976-03 | Concrete Poles
002430932 | POLE,LINE CONSTRUCTION,CONCRETE | 32.0m, DC6SOM, Dwg 908942-03 | Concrete Poles
002445518 | POLE,LINE CONSTRUCTION,CONCRETE | 24.0m, 80kN, Rural Vertical Strain Angle 15-35 Deg Pole, DC, Dwg 5-20-109-8 (scm) | Concrete Poles
002430817 | POLE,LINE CONSTRUCTION,CONCRETE | 20.0m, DC6SOM, Dwg 908942-03 | Concrete Poles
002450542 | POLE,LINE CONSTRUCTION,CONCRETE | 27.0m, 60kN, Urban Delta Strain 0-5 Deg Angle 405 Tip Pole, 66kV, EE Dwg 5-2-1072 | Concrete Poles
002439628 | POLE,LINE CONSTRUCTION,CONCRETE | 21.5m, CST12/24, EE Dwg 1026412-07, ETS 07-03-01(2) | Concrete Poles
002431732 | POLE,LINE CONSTRUCTION,CONCRETE | 30.0m, C1T90, Dwg 953201-03 | Concrete Poles
002430965 | POLE,LINE CONSTRUCTION,CONCRETE | 35.0m, DC6SOM, Dwg 908942-03 | Concrete Poles
002423309 | POLE,LINE CONSTRUCTION,CONCRETE | 18.5m, 24kN, Rural Strain/Term Delta, EE Dwg 1576-6 | Concrete Poles
002431377 | POLE,LINE CONSTRUCTION,CONCRETE | 18.0m, C1SOH, Dwg 930930-03 | Concrete Poles
002454601 | POLE,LINE CONSTRUCTION,CONCRETE | 12.0m, 200kN, Bollard, Assy A1151-6, EE Dwg 5-2-1151 (scm) | Concrete Poles
002446177 | POLE,LINE CONSTRUCTION,CONCRETE | 18.0m, 80kN, Rural Vertical Strain Angle 95-105 Deg Pole, DC, Dwg 5-20-115-6 (scm) | Concrete Poles
002446417 | POLE,LINE CONSTRUCTION,CONCRETE | 24.0m, 80kN, Semi Urban Vertical Intermediate Pole, SC/DC, Dwg 5-21-21-8 (scm) | Concrete Poles
002445658 | POLE,LINE CONSTRUCTION,CONCRETE | 30.0m, 80kN, Rural Vertical Strain Angle 35-45 Deg Pole, DC, Dwg 5-20-110-10 (scm) | Concrete Poles
002446300 | POLE,LINE CONSTRUCTION,CONCRETE | 24.0m, 60kN, 66kV, Rural Suspension Pole for Normal & Ext Xarms, SC/DC, Dwg 5-20-101-3 (scm) | Concrete Poles
002423705 | POLE,LINE CONSTRUCTION,CONCRETE | 12.5m, 32kN, Rural Intermediate Flat Pin Bracket, EE Dwg 1574-2 | Concrete Poles
002450575 | POLE,LINE CONSTRUCTION,CONCRETE | 21.0m, 80kN, Urban Delta Strain 0-5 Deg Angle 405 Tip Pole, 66kV, EE Dwg 5-2-1072 | Concrete Poles
002430718 | POLE,LINE CONSTRUCTION,CONCRETE | 16.0m, Unstayed, Bollard, Dwg 912424-01 | Concrete Poles
002431294 | POLE,LINE CONSTRUCTION,CONCRETE | 21.0m, C1SOM, Dwg 930930-03 | Concrete Poles
002411718 | POLE,LINE CONSTRUCTION,CONCRETE | 24.0m, 40kN, Urban Delta Post, Dwg 5-21-2-8 | Concrete Poles
002423333 | POLE,LINE CONSTRUCTION,CONCRETE | 14.0m, 32kN, Rural Strain/Term Delta, EE Dwg 1577-3 | Concrete Poles
002410744 | POLE,LINE CONSTRUCTION,CONCRETE | 21.0m, 80kN, Rural Vertical Strain 0-5 Deg Deviation/Termination, SC, Dwg 5-20-6-4 | Concrete Poles
002431518 | POLE,LINE CONSTRUCTION,CONCRETE | 26.0m, C1F50, Dwg 952655-03 | Concrete Poles
002431211 | POLE,LINE CONSTRUCTION,CONCRETE | 24.0m, DC6F25, Dwg 923216-03 | Concrete Poles
002445617 | POLE,LINE CONSTRUCTION,CONCRETE | 24.0m, 80kN, Rural Vertical Strain Angle 35-45 Deg Pole, DC, Dwg 5-20-110-8 (scm) | Concrete Poles
002432045 | POLE,LINE CONSTRUCTION,CONCRETE | 34.0m, DC1SOH, Dwg 909976-03 | Concrete Poles
002446003 | POLE,LINE CONSTRUCTION,CONCRETE | 24.0m, 60kN, Rural Vertical Strain Angle 75-85 Deg Pole, DC, Dwg 5-20-114-3 (scm) | Concrete Poles
002421295 | POLE,LINE CONSTRUCTION,CONCRETE | 21.0m, 40kN, Rural Single CCT Delta Suspension E/W Riser c/w 2 & 3 Ext Xarms, Dwg 5-20-3-7 | Concrete Poles
002447571 | POLE,LINE CONSTRUCTION,CONCRETE | 15.5m, 32kN Single Circuit, suit VS45, EE Dwg 1588-20 (scm) | Concrete Poles
002423788 | POLE,LINE CONSTRUCTION,CONCRETE | 15.5m, 16kN, Rural Intermediate Flat Pin Bracket, EE Dwg 1579-4 | Concrete Poles
002450815 | POLE,LINE CONSTRUCTION,CONCRETE | 18.0m, 60kN, Urban Delta Strain 35-45 Deg Angle 405 Tip Pole, 66kV, EE Dwg 5-2-1075 | Concrete Poles
002431625 | POLE,LINE CONSTRUCTION,CONCRETE | 19.0m, 1C1T90, Dwg 958752-03 | Concrete Poles
002422145 | POLE,LINE CONSTRUCTION,CONCRETE | 12.5m, 24kN, EE Dwg 1612-2 (scm) | Concrete Poles
002450500 | POLE,LINE CONSTRUCTION,CONCRETE | 30.0m, 80kN, Rural Vertical Flying Angle 405 Tip Pole, 132kV Rual Double Circuit, Dwg 5-20-303-6 | Concrete Poles
002412542 | POLE,LINE CONSTRUCTION,CONCRETE | 24.0m, 80kN, Urban Vertical Strain 15-35 Deg, Dwg 5-21-7-8 | Concrete Poles
002431690 | POLE,LINE CONSTRUCTION,CONCRETE | 26.0m, C1T90, Dwg 953201-03 | Concrete Poles
002431328 | POLE,LINE CONSTRUCTION,CONCRETE | 24.0m, C1SOM, Dwg 930930-03 | Concrete Poles
002444545 | POLE,LINE CONSTRUCTION,CONCRETE | 24.0m, 60kN, Urban Vertical Strain Angle 5-15 Deg Pole, Dwg 5-21-6-3 (scm) | Concrete Poles
002423176 | POLE,LINE CONSTRUCTION,CONCRETE | 17.0m, 40kN Rural Strain/Term Delta, EE Dwg 1578-5 | Concrete Poles
002431021 | POLE,LINE CONSTRUCTION,CONCRETE | 24.0m, DC6SOH, Dwg 908942-03 | Concrete Poles
002430700 | POLE,LINE CONSTRUCTION,CONCRETE | 14.0m, Unstayed, Bollard, Dwg 912424-01 | Concrete Poles
002432060 | POLE,LINE CONSTRUCTION,CONCRETE | 36.0m, DC1SOH, Dwg 909976-03 | Concrete Poles
002445864 | POLE,LINE CONSTRUCTION,CONCRETE | 18.0m, 60kN, Rural Vertical Strain Angle 65-75 Deg Pole, DC, Dwg 5-20-113-1 (scm) | Concrete Poles
002450807 | POLE,LINE CONSTRUCTION,CONCRETE | 30.0m, 80kN, Urban Delta Strain 15-35 Deg Angle 405 Tip Pole, 66kV, EE Dwg 5-2-1074 | Concrete Poles
002446938 | POLE,LINE CONSTRUCTION,CONCRETE | 15.5m, 24kN Double Circuit, suit VI, EE Dwg 1605-4 (scm) | Concrete Poles
002450781 | POLE,LINE CONSTRUCTION,CONCRETE | 24.0m, 80kN, Urban Delta Strain 15-35 Deg Angle 405 Tip Pole, 66kV, EE Dwg 5-2-1074 | Concrete Poles
002431989 | POLE,LINE CONSTRUCTION,CONCRETE | 28.0m, DC1SOH, Dwg 909976-03 | Concrete Poles
002450633 | POLE,LINE CONSTRUCTION,CONCRETE | 24.0m, 60kN, Urban Delta Strain 5-15 Deg Angle 405 Tip Pole, 66kV, EE Dwg 5-2-1073 | Concrete Poles
000921076 | POLE,LINE CONSTRUCTION,CONCRETE | 12.5m, 12kN, 100-300kVA, 34Ph Urban Substation Pole, 10kVA, 1Ph & 25-100kVA, 3Ph Urban Substation Pole, Dwg 22-A3-530 Capelec Manual, V1-S3-P225 Rev D | Concrete Poles
002444925 | POLE,LINE CONSTRUCTION,CONCRETE | 30.0m, 60kN, Urban Vertical Strain Angle 65-75 Deg Pole, Dwg 5-21-11-5 (scm) | Concrete Poles
002447506 | POLE,LINE CONSTRUCTION,CONCRETE | 14.0m, 16kN Single Circuit, suit VS45, EE Dwg 1588-13 (scm) | Concrete Poles
002431120 | POLE,LINE CONSTRUCTION,CONCRETE | 34.0m, DC6SOH, Dwg 908942-03 | Concrete Poles
002442010 | POLE,LINE CONSTRUCTION,CONCRETE | 21.0m, 80kN, Rural Vertical Strain 95-105 Deg Deviation, SC, Dwg 5-20-16-7 (scm) | Concrete Poles
002447019 | POLE,LINE CONSTRUCTION,CONCRETE | 18.5m, 40kN Double Circuit, suit VI, EE Dwg 1605-12 (scm) | Concrete Poles
002444883 | POLE,LINE CONSTRUCTION,CONCRETE | 24.0m, 60kN, Urban Vertical Strain Angle 65-75 Deg Pole, Dwg 5-21-11-3 (scm) | Concrete Poles
002439495 | POLE,LINE CONSTRUCTION,CONCRETE | 30.0m, 80kN, Rural Vertical Strain 0-5 Deg Deviation/Termination, SC, Dwg 5-20-6-10 (scm) | Concrete Poles
002410918 | POLE,LINE CONSTRUCTION,CONCRETE | 21.0m, 60kN, Rural Vertical Strain 85-95 Deg Deviation, SC, Dwg 5-20-15-2 EE Dwg 5-2-1148 (scm) | Concrete Poles
002445765 | POLE,LINE CONSTRUCTION,CONCRETE | 18.0m, 60kN, Rural Vertical Strain Angle 55-65 Deg Pole, DC, Dwg 5-20-112-1 (scm) | Concrete Poles
002412997 | POLE,LINE CONSTRUCTION,CONCRETE | 27.0m, 80kN, Urban Vertical Strain 85-95 Deg, Dwg 5-21-13-9 | Concrete Poles
002411700 | POLE,LINE CONSTRUCTION,CONCRETE | 24.0m, 30kN, Urban Delta Post, Dwg 5-21-2-3 | Concrete Poles
002423374 | POLE,LINE CONSTRUCTION,CONCRETE | 11.0m, 40kN, Rural Strain/Term Delta, EE Dwg 1578-1 | Concrete Poles
002446136 | POLE,LINE CONSTRUCTION,CONCRETE | 27.0m, 80kN, Rural Vertical Strain Angle 85-95 Deg Pole, DC, Dwg 5-20-115-9 (scm) | Concrete Poles
002445294 | POLE,LINE CONSTRUCTION,CONCRETE | 21.0m, 80kN, Rural Vertical Strain Angle 0-5 Deg Pole, DC, Dwg 5-20-107-7 (scm) | Concrete Poles
002445062 | POLE,LINE CONSTRUCTION,CONCRETE | 18.0m, 60kN, Urban Vertical Strain Angle 95-105 Deg Pole, Dwg 5-21-14-1 (scm) | Concrete Poles
002431724 | POLE,LINE CONSTRUCTION,CONCRETE | 29.0m, C1T90, Dwg 953201-03 | Concrete Poles
002446151 | POLE,LINE CONSTRUCTION,CONCRETE | 30.0m, 80kN, Rural Vertical Strain Angle 85-95 Deg Pole, DC, Dwg 5-20-115-10 (scm) | Concrete Poles
002441780 | POLE,LINE CONSTRUCTION,CONCRETE | 18.0m, 60kN, Rural Vertical Strain 65-75 Deg Deviation, SC, Dwg 5-20-13-1 (scm) | Concrete Poles
002430973 | POLE,LINE CONSTRUCTION,CONCRETE | 36.0m, DC6SOM, Dwg 908942-03 | Concrete Poles
002447647 | POLE,LINE CONSTRUCTION,CONCRETE | 17.0m, 16kN Single Circuit, suit VS75, EE Dwg 1588-27 (scm) | Concrete Poles
002446243 | POLE,LINE CONSTRUCTION,CONCRETE | 30.0m, 60kN, Rural Vertical Strain Angle 95-105 Deg Pole, DC, Dwg 5-20-115-5 (scm) | Concrete Poles
002439552 | POLE,LINE CONSTRUCTION,CONCRETE | 30.0m, 80kN, Rural Vertical Strain 85-95 Deg Deviation, SC, 5-20-15-10 (scm EE Dwg 5-2-1148 (scm) | Concrete Poles
002431823 | POLE,LINE CONSTRUCTION,CONCRETE | 26.0m, C1T90X, Dwg 934380-03 | Concrete Poles
002445963 | POLE,LINE CONSTRUCTION,CONCRETE | 18.0m, 60kN, Rural Vertical Strain Angle 75-85 Deg Pole, DC, Dwg 5-20-114-1 (scm) | Concrete Poles
002450856 | POLE,LINE CONSTRUCTION,CONCRETE | 30.0m, 60kN, Urban Delta Strain 35-45 Deg Angle 405 Tip Pole, 66kV, EE Dwg 5-2-1075 | Concrete Poles
002431237 | POLE,LINE CONSTRUCTION,CONCRETE | 28.0m, DC6F25, Dwg 923216-03 | Concrete Poles
002411676 | POLE,LINE CONSTRUCTION,CONCRETE | 21.0m, 50kN, Urban Delta Post, Dwg 5-21-2-12 | Concrete Poles
002412344 | POLE,LINE CONSTRUCTION,CONCRETE | 24.0m, 80kN, Urban Vertical Strain 0-5 Deg, Dwg 5-21-5-8 | Concrete Poles
002450518 | POLE,LINE CONSTRUCTION,CONCRETE | 18.0m, 60kN, Urban Delta Strain 0-5 Deg Angle 405 Tip Pole, 66kV, EE Dwg 5-2-1072 | Concrete Poles
002450732 | POLE,LINE CONSTRUCTION,CONCRETE | 24.0m, 60kN, Urban Delta Strain 15-35 Deg Angle 405 Tip Pole, 66kV, EE Dwg 5-2-1074 | Concrete Poles
002423259 | POLE,LINE CONSTRUCTION,CONCRETE | 11.0m, 24kN, Rural Strain/Term Delta, EE Dwg 1576-1 | Concrete Poles
002445443 | POLE,LINE CONSTRUCTION,CONCRETE | 30.0m, 60kN, Rural Vertical Strain Angle 5-15 Deg Pole, DC, Dwg 5-20-108-5 (scm) | Concrete Poles
002439545 | POLE,LINE CONSTRUCTION,CONCRETE | 30.0m, 60kN, Rural Vertical Strain 85-95 Deg Deviation, SC, 5-20-15-5 (scm) EE Dwg 5-2-1148 (scm) | Concrete Poles
002423739 | POLE,LINE CONSTRUCTION,CONCRETE | 17.0m, 32kN, Rural Intermediate Flat Pin Bracket, EE Dwg 1574-5 | Concrete Poles
002431187 | POLE,LINE CONSTRUCTION,CONCRETE | 21.0m, DC6F25, Dwg 923216-03 | Concrete Poles
002445898 | POLE,LINE CONSTRUCTION,CONCRETE | 21.0m, 80kN, Rural Vertical Strain Angle 65-75 Deg Pole, DC, Dwg 5-20-113-7 (scm) | Concrete Poles
002430643 | POLE,LINE CONSTRUCTION,CONCRETE | 8.0m, Stayed, Bollard, Dwg 912424-01 | Concrete Poles
002423663 | POLE,LINE CONSTRUCTION,CONCRETE | 15.5m, 24kN, Rural Intermediate Flat Pin Bracket, EE Dwg 1573-4 (scm) | Concrete Poles
002447134 | POLE,LINE CONSTRUCTION,CONCRETE | 18.5m, 40kN Double Circuit, suit VS/VT, EE Dwg 1602-12 (scm) | Concrete Poles
002454726 | POLE,LINE CONSTRUCTION,CONCRETE | 26.0m, 40kN, Rural Single CCT Delta Suspension E/W Riser, C6SOM, EE Dwg 1032407-03 | Concrete Poles
002412187 | POLE,LINE CONSTRUCTION,CONCRETE | 27.0m, 60kN, Urban Flying Angle, Dwg 5-21-4-9 | Concrete Poles
002431948 | POLE,LINE CONSTRUCTION,CONCRETE | 24.0m, DC1SOH, Dwg 909976-03 | Concrete Poles
002447605 | POLE,LINE CONSTRUCTION,CONCRETE | 15.5m, 40kN Single Circuit, suit VS45, EE Dwg 1588-23 (scm) | Concrete Poles
002445732 | POLE,LINE CONSTRUCTION,CONCRETE | 27.0m, 80kN, Rural Vertical Strain Angle 45-55 Deg Pole, DC, Dwg 5-20-111-9 (scm) | Concrete Poles
002441624 | POLE,LINE CONSTRUCTION,CONCRETE | 24.0m, 60kN, Rural Vertical Strain 35-45 Deg Deviation, SC, Dwg 5-20-10-3 (scm) | Concrete Poles
002446870 | POLE,LINE CONSTRUCTION,CONCRETE | 15.5m, 40kN Double Circuit, suit HPI/HPA EE Dwg 1603-10 (scm) | Concrete Poles
002445674 | POLE,LINE CONSTRUCTION,CONCRETE | 18.0m, 80kN, Rural Vertical Strain Angle 45-55 Deg Pole, DC, Dwg 5-20-111-6 (scm) | Concrete Poles
002447084 | POLE,LINE CONSTRUCTION,CONCRETE | 15.5m, 32kN Double Circuit, suit VS/VT, EE Dwg 1602-7 (scm) | Concrete Poles
002445096 | POLE,LINE CONSTRUCTION,CONCRETE | 21.0m, 80kN, Urban Vertical Strain Angle 95-105 Deg Pole, Dwg 5-21-14-7 (scm) | Concrete Poles
002445567 | POLE,LINE CONSTRUCTION,CONCRETE | 18.0m, 60kN, Rural Vertical Strain Angle 35-45 Deg Pole, DC, Dwg 5-20-110-1 (scm) | Concrete Poles
002441889 | POLE,LINE CONSTRUCTION,CONCRETE | 18.0m, 60kN, Rural Vertical Strain 75-85 Deg Deviation, SC, Dwg 5-20-14-1 (scm) | Concrete Poles
002431351 | POLE,LINE CONSTRUCTION,CONCRETE | 29.0m, C1SOM, Dwg 930930-03 | Concrete Poles
002441616 | POLE,LINE CONSTRUCTION,CONCRETE | 21.0m, 80kN, Rural Vertical Strain 35-45 Deg Deviation, SC, Dwg 5-20-10-7 (scm) | Concrete Poles
002445591 | POLE,LINE CONSTRUCTION,CONCRETE | 21.0m, 80kN, Rural Vertical Strain Angle 35-45 Deg Pole, DC, Dwg 5-20-110-7 (scm) | Concrete Poles
002444743 | POLE,LINE CONSTRUCTION,CONCRETE | 21.0m, 60kN, Urban Vertical Strain Angle 45-55 Deg Pole, Dwg 5-21-9-2 (scm) | Concrete Poles
002442135 | POLE,LINE CONSTRUCTION,CONCRETE | 17.0m, C6A90, Dwg 906130-02, ETS 07-03-01(2) | Concrete Poles
002445708 | POLE,LINE CONSTRUCTION,CONCRETE | 24.0m, 60kN, Rural Vertical Strain Angle 45-55 Deg Pole, DC, Dwg 5-20-111-3 (scm) | Concrete Poles
002412583 | POLE,LINE CONSTRUCTION,CONCRETE | 27.0m, 60kN, Urban Vertical Strain 15-35 Deg, Dwg 5-21-7-4 | Concrete Poles
002432052 | POLE,LINE CONSTRUCTION,CONCRETE | 35.0m, DC1SOH, Dwg 909976-03 | Concrete Poles
002412849 | POLE,LINE CONSTRUCTION,CONCRETE | 18.0m, 80kN, Urban Vertical Strain 85-95 Deg, Dwg 5-21-13-6 | Concrete Poles
002430874 | POLE,LINE CONSTRUCTION,CONCRETE | 26.0m, DC6SOM, Dwg 908942-03 | Concrete Poles
002447233 | POLE,LINE CONSTRUCTION,CONCRETE | 14.0m, 40kN Single Circuit, suit VT, EE Dwg 1857-10 (scm) | Concrete Poles
002431575 | POLE,LINE CONSTRUCTION,CONCRETE | 18.0m, 1C1T90E, Dwg 952110-03 | Concrete Poles
002446292 | POLE,LINE CONSTRUCTION,CONCRETE | 21.0m, 80kN, 66kV, Rural Suspension Pole for Normal & Ext Xarms, SC/DC, Dwg 5-20-102-2 (scm) | Concrete Poles
002445740 | POLE,LINE CONSTRUCTION,CONCRETE | 30.0m, 60kN, Rural Vertical Strain Angle 45-55 Deg Pole, DC, Dwg 5-20-111-5 (scm) | Concrete Poles
002445153 | POLE,LINE CONSTRUCTION,CONCRETE | 30.0m, 80kN, Urban Vertical Strain Angle 95-105 Deg Pole, Dwg 5-21-14-10 (scm) | Concrete Poles
002447217 | POLE,LINE CONSTRUCTION,CONCRETE | 15.5m, 32kN Single Circuit, suit VT, EE Dwg 1857-8 (scm) | Concrete Poles
002447548 | POLE,LINE CONSTRUCTION,CONCRETE | 15.5m, 24kN Single Circuit, suit VS45, EE Dwg 1588-17 (scm) | Concrete Poles
002431385 | POLE,LINE CONSTRUCTION,CONCRETE | 19.0m, C1SOH, Dwg 930930-03 | Concrete Poles
002412492 | POLE,LINE CONSTRUCTION,CONCRETE | 21.0m, 80kN, Urban Vertical Strain 15-35 Deg, Dwg 5-21-7-7 | Concrete Poles
002431401 | POLE,LINE CONSTRUCTION,CONCRETE | 21.0m, C1SOH, Dwg 930930-03 | Concrete Poles
002451656 | POLE,LINE CONSTRUCTION,CONCRETE | 14.0m, 16kN, Cellular Data Antenna, EE Dwg 1040806-01 & 04 (scm) | Concrete Poles
002431005 | POLE,LINE CONSTRUCTION,CONCRETE | 22.0m, DC6SOH, Dwg 908942-03 | Concrete Poles
002444727 | POLE,LINE CONSTRUCTION,CONCRETE | 18.0m, 60kN, Urban Vertical Strain Angle 45-55 Deg Pole, Dwg 5-21-9-1 (scm) | Concrete Poles
002447258 | POLE,LINE CONSTRUCTION,CONCRETE | 17.0m, 40kN Single Circuit, suit VT, EE Dwg 1857-12 (scm) | Concrete Poles
002445989 | POLE,LINE CONSTRUCTION,CONCRETE | 21.0m, 60kN, Rural Vertical Strain Angle 75-85 Deg Pole, DC, Dwg 5-20-114-2 (scm) | Concrete Poles
002444461 | POLE,LINE CONSTRUCTION,CONCRETE | 30.0m, 60kN, Urban Vertical Flying Angle Pole, Dwg 5-21-4-10 (scm) | Concrete Poles
002431278 | POLE,LINE CONSTRUCTION,CONCRETE | 19.0m, C1SOM, Dwg 930930-03 | Concrete Poles
002439610 | POLE,LINE CONSTRUCTION,CONCRETE | 21.5m, CITR12/24, EE Dwg 1026412-03, ETS 07-03-01(2) | Concrete Poles
002450450 | POLE,LINE CONSTRUCTION,CONCRETE | 24.0m, 60kN, Rural Vertical Flying Angle 405 Tip Pole, 132kV Rual Double Circuit, Dwg 5-20-303-1 | Concrete Poles
002439511 | POLE,LINE CONSTRUCTION,CONCRETE | 30.0m, 80kN, Rural Vertical Strain 15-35 Deg Deviation, SC, Dwg 5-20-9-10 (scm) | Concrete Poles
002447126 | POLE,LINE CONSTRUCTION,CONCRETE | 17.0m, 40kN Double Circuit, suit VS/VT, EE Dwg 1602-11 (scm) | Concrete Poles
002447183 | POLE,LINE CONSTRUCTION,CONCRETE | 15.5m, 24kN Single Circuit, suit VT, EE Dwg 1857-5 (scm) | Concrete Poles
002444784 | POLE,LINE CONSTRUCTION,CONCRETE | 27.0m, 60kN, Urban Vertical Strain Angle 45-55 Deg Pole, Dwg 5-21-9-4 (scm) | Concrete Poles
002430908 | POLE,LINE CONSTRUCTION,CONCRETE | 29.0m, DC6SOM, Dwg 908942-03 | Concrete Poles
002446813 | POLE,LINE CONSTRUCTION,CONCRETE | 15.5m, 24kN Double Circuit, suit HPI/HPA EE Dwg 1603-4 (scm) | Concrete Poles
002445351 | POLE,LINE CONSTRUCTION,CONCRETE | 30.0m, 80kN, Rural Vertical Strain Angle 0-5 Deg Pole, DC, Dwg 5-20-107-10 (scm) | Concrete Poles
002444487 | POLE,LINE CONSTRUCTION,CONCRETE | 30.0m, 60kN, Urban Vertical Strain Angle 0-5 Deg Pole, Dwg 5-21-5-5 (scm) | Concrete Poles
002446276 | POLE,LINE CONSTRUCTION,CONCRETE | 18.0m, 80kN, 66kV, Rural Suspension Pole for Normal & Ext Xarms, SC/DC, Dwg 5-20-102-1 (scm) | Concrete Poles
002445369 | POLE,LINE CONSTRUCTION,CONCRETE | 18.0m, 60kN, Rural Vertical Strain Angle 5-15 Deg Pole, DC, Dwg 5-20-108-1 (scm) | Concrete Poles
002445906 | POLE,LINE CONSTRUCTION,CONCRETE | 24.0m, 60kN, Rural Vertical Strain Angle 65-75 Deg Pole, DC, Dwg 5-20-113-3 (scm) | Concrete Poles
002445120 | POLE,LINE CONSTRUCTION,CONCRETE | 27.0m, 60kN, Urban Vertical Strain Angle 95-105 Deg Pole, Dwg 5-21-14-4 (scm) | Concrete Poles
002431153 | POLE,LINE CONSTRUCTION,CONCRETE | 18.0m, DC6F25, Dwg 923216-03 | Concrete Poles
002414001 | POLE,LINE CONSTRUCTION,CONCRETE | 18.0m, 30kN, Rural Single CCT Delta Suspension E/W Riser, for Normal & 1 Ext Xarms, Dwg 5-20-2-1 | Concrete Poles
002441673 | POLE,LINE CONSTRUCTION,CONCRETE | 30.0m, 80kN, Rural Vertical Strain 35-45 Deg Deviation, SC, Dwg 5-20-10-10 (scm) | Concrete Poles
002421337 | POLE,LINE CONSTRUCTION,CONCRETE | 24.0m, 30kN, Rural Single CCT Delta Suspension E/W Riser c/w 2 & 3 Ext Xarms, Dwg 5-20-3-3 | Concrete Poles
002441913 | POLE,LINE CONSTRUCTION,CONCRETE | 21.0m, 80kN, Rural Vertical Strain 75-85 Deg Deviation, SC, Dwg 5-20-14-7 (scm) | Concrete Poles
002414019 | POLE,LINE CONSTRUCTION,CONCRETE | 18.0m, 40kN, Rural Single CCT Delta Suspension E/W Riser, for Normal & 1 Ext Xarms, Dwg 5-20-2-6 | Concrete Poles
002421246 | POLE,LINE CONSTRUCTION,CONCRETE | 18.0m, 40kN, Rural Single CCT Delta Suspension E/W Riser c/w 2 & 3 Ext Xarms, Dwg 5-20-3-6 | Concrete Poles
002444982 | POLE,LINE CONSTRUCTION,CONCRETE | 24.0m, 60kN, Urban Vertical Strain Angle 75-85 Deg Pole, Dwg 5-21-12-3 (scm) | Concrete Poles
002412047 | POLE,LINE CONSTRUCTION,CONCRETE | 18.0m, 80kN, Urban Flying Angle, Dwg 5-21-4-11 | Concrete Poles
002410751 | POLE,LINE CONSTRUCTION,CONCRETE | 24.0m, 60kN, Rural Vertical Strain 0-5 Deg Deviation/Termination, SC, Dwg 5-20-6-5 | Concrete Poles
002446144 | POLE,LINE CONSTRUCTION,CONCRETE | 30.0m, 60kN, Rural Vertical Strain Angle 85-95 Deg Pole, DC, Dwg 5-20-115-5 (scm) | Concrete Poles
002447266 | POLE,LINE CONSTRUCTION,CONCRETE | 14.0m, 16kN Single Circuit, suit HPI/HPA EE Dwg 1749-1 (scm) | Concrete Poles
002430882 | POLE,LINE CONSTRUCTION,CONCRETE | 27.0m, DC6SOM, Dwg 908942-03 | Concrete Poles
002423366 | POLE,LINE CONSTRUCTION,CONCRETE | 18.5m, 32kN, Rural Strain/Term Delta, EE Dwg 1577-6 | Concrete Poles
002441830 | POLE,LINE CONSTRUCTION,CONCRETE | 24.0m, 80kN, Rural Vertical Strain 65-75 Deg Deviation, SC, Dwg 5-20-13-8 (scm) | Concrete Poles
002441970 | POLE,LINE CONSTRUCTION,CONCRETE | 30.0m, 80kN, Rural Vertical Strain 75-85 Deg Deviation, SC, Dwg 5-20-14-10 (scm) | Concrete Poles
002412179 | POLE,LINE CONSTRUCTION,CONCRETE | 27.0m, 50kN, Urban Flying Angle, Dwg 5-21-4-4 | Concrete Poles
002445831 | POLE,LINE CONSTRUCTION,CONCRETE | 27.0m, 80kN, Rural Vertical Strain Angle 55-65 Deg Pole, DC, Dwg 5-20-112-9 (scm) | Concrete Poles
002421303 | POLE,LINE CONSTRUCTION,CONCRETE | 21.0m, 50kN, Rural Single CCT Delta Suspension E/W Riser c/w 2 & 3 Ext Xarms, Dwg 5-20-3-12 | Concrete Poles
002410520 | POLE,LINE CONSTRUCTION,CONCRETE | 27.0m, 30kN, Rural Single CCT Delta Suspension E/W Riser, for Normal & 1 Ext Xarms, Dwg 5-20-2-4 | Concrete Poles
002444438 | POLE,LINE CONSTRUCTION,CONCRETE | 30.0m, 40kN, Urban Pole, Dwg 5-21-2-10 (scm) | Concrete Poles
002445344 | POLE,LINE CONSTRUCTION,CONCRETE | 30.0m, 60kN, Rural Vertical Strain Angle 0-5 Deg Pole, DC, Dwg 5-20-107-5 (scm) | Concrete Poles
002431658 | POLE,LINE CONSTRUCTION,CONCRETE | 22.0m, C1T90, Dwg 953201-03 | Concrete Poles
002421238 | POLE,LINE CONSTRUCTION,CONCRETE | 18.0m, 30kN, Rural Single CCT Delta Suspension E/W Riser c/w 2 & 3 Ext Xarms, Dwg 5-20-3-1 | Concrete Poles
002431427 | POLE,LINE CONSTRUCTION,CONCRETE | 23.0m, C1SOH, Dwg 930930-03 | Concrete Poles
000921016 | POLE,LINE CONSTRUCTION,CONCRETE | 12.5m, 5kN, 10kVA, Substation Pole, Dwg 22-A3-531, Capelec Manual V1-S3-P226, Rev C 10kVA | Concrete Poles
002431369 | POLE,LINE CONSTRUCTION,CONCRETE | 30.0m, C1SOM, Dwg 930930-03 | Concrete Poles
002446946 | POLE,LINE CONSTRUCTION,CONCRETE | 17.0m, 24kN Double Circuit, suit VI, EE Dwg 1605-5 (scm) | Concrete Poles
002445179 | POLE,LINE CONSTRUCTION,CONCRETE | 21.0m, 50kN, Rural Vertical Flying Angle Pole, DC, Dwg 5-20-106-2 (scm) | Concrete Poles
002412591 | POLE,LINE CONSTRUCTION,CONCRETE | 27.0m, 80kN, Urban Vertical Strain 15-35 Deg, Dwg 5-21-7-9 | Concrete Poles
002447191 | POLE,LINE CONSTRUCTION,CONCRETE | 17.0m, 24kN Single Circuit, suit VT, EE Dwg 1857-6 (scm) | Concrete Poles
002447431 | POLE,LINE CONSTRUCTION,CONCRETE | 17.0m, 24kN Single Circuit, suit VS15, EE Dwg 1588-6 (scm) | Concrete Poles
002412484 | POLE,LINE CONSTRUCTION,CONCRETE | 21.0m, 60kN, Urban Vertical Strain 15-35 Deg, Dwg 5-21-7-2 | Concrete Poles
002446821 | POLE,LINE CONSTRUCTION,CONCRETE | 17.0m, 24kN Double Circuit, suit HPI/HPA EE Dwg 1603-5 (scm) | Concrete Poles
002414647 | POLE,LINE CONSTRUCTION,CONCRETE | 18.0m, 60kN, Rural Vertical Strain 55-65 Deg Deviation, SC, Dwg 5-20-12-1 EE Dwg 5-2-1145 (scm) | Concrete Poles
002410801 | POLE,LINE CONSTRUCTION,CONCRETE | 21.0m, 80kN, Rural Vertical Strain 15-35 Deg Deviation, SC, Dwg 5-20-9-7 EE Dwg 5-2-1141 (scm) | Concrete Poles
002441905 | POLE,LINE CONSTRUCTION,CONCRETE | 21.0m, 60kN, Rural Vertical Strain 75-85 Deg Deviation, SC, Dwg 5-20-14-2 (scm) | Concrete Poles
002431716 | POLE,LINE CONSTRUCTION,CONCRETE | 28.0m, C1T90, Dwg 953201-03 | Concrete Poles
002423325 | POLE,LINE CONSTRUCTION,CONCRETE | 12.5m, 32kN, Rural Strain/Term Delta, EE Dwg 1577-2 | Concrete Poles
002411817 | POLE,LINE CONSTRUCTION,CONCRETE | 18.0m, 40kN, Urban Vertical Intermediate Dwg 5-21-3-6 | Concrete Poles
002447365 | POLE,LINE CONSTRUCTION,CONCRETE | 15.5m, 40kN Single Circuit, suit HPI/HPA EE Dwg 1749-11 (scm) | Concrete Poles
002410488 | POLE,LINE CONSTRUCTION,CONCRETE | 21.0m, 50kN, Rural Single CCT Delta Suspension E/W Riser, for Normal & 1 Ext Xarms, Dwg 5-20-2-12 | Concrete Poles
002446193 | POLE,LINE CONSTRUCTION,CONCRETE | 21.0m, 80kN, Rural Vertical Strain Angle 95-105 Deg Pole, DC, Dwg 5-20-115-7 (scm) | Concrete Poles
002423358 | POLE,LINE CONSTRUCTION,CONCRETE | 17.0m, 32kN, Rural Strain/Term Delta, EE Dwg 1577-5 | Concrete Poles
002431674 | POLE,LINE CONSTRUCTION,CONCRETE | 24.0m, C1T90, Dwg 953201-03 | Concrete Poles
002445823 | POLE,LINE CONSTRUCTION,CONCRETE | 27.0m, 60kN, Rural Vertical Strain Angle 55-65 Deg Pole, DC, Dwg 5-20-112-4 (scm) | Concrete Poles
002445773 | POLE,LINE CONSTRUCTION,CONCRETE | 18.0m, 80kN, Rural Vertical Strain Angle 55-65 Deg Pole, DC, Dwg 5-20-112-6 (scm) | Concrete Poles
002430759 | POLE,LINE CONSTRUCTION,CONCRETE | 20.0m, C6A90, Dwg 906130-02 | Concrete Poles
002445914 | POLE,LINE CONSTRUCTION,CONCRETE | 24.0m, 80kN, Rural Vertical Strain Angle 65-75 Deg Pole, DC, Dwg 5-20-113-8 (scm) | Concrete Poles
002444842 | POLE,LINE CONSTRUCTION,CONCRETE | 18.0m, 60kN, Urban Vertical Strain Angle 65-75 Deg Pole, Dwg 5-21-11-1 (scm) | Concrete Poles
002446433 | POLE,LINE CONSTRUCTION,CONCRETE | 27.0m, 80kN, Semi Urban Vertical Intermediate Pole, SC/DC, Dwg 5-21-21-9 (scm) | Concrete Poles
002450880 | POLE,LINE CONSTRUCTION,CONCRETE | 24.0m, 80kN, Urban Delta Strain 35-45 Deg Angle 405 Tip Pole, 66kV, EE Dwg 5-2-1075 | Concrete Poles
002421253 | POLE,LINE CONSTRUCTION,CONCRETE | 18.0m, 50kN, Rural Single CCT Delta Suspension E/W Riser c/w 2 & 3 Ext Xarms, Dwg 5-20-3-11 | Concrete Poles
002445690 | POLE,LINE CONSTRUCTION,CONCRETE | 21.0m, 80kN, Rural Vertical Strain Angle 45-55 Deg Pole, DC, Dwg 5-20-111-7 (scm) | Concrete Poles
002412021 | POLE,LINE CONSTRUCTION,CONCRETE | 18.0m, 50kN, Urban Flying Angle, Dwg 5-21-4-1 | Concrete Poles
002445534 | POLE,LINE CONSTRUCTION,CONCRETE | 27.0m, 80kN, Rural Vertical Strain Angle 15-35 Deg Pole, DC, Dwg 5-20-109-9 (scm) | Concrete Poles
002439537 | POLE,LINE CONSTRUCTION,CONCRETE | 30.0m, 80kN, Rural Vertical Strain 55-65 Deg Deviation, SC, 5-20-12-10 (scm) | Concrete Poles
002431567 | POLE,LINE CONSTRUCTION,CONCRETE | 36.0m, C1F50, Dwg 952655-03 | Concrete Poles
002441475 | POLE,LINE CONSTRUCTION,CONCRETE | 30.0m, 80kN, Rural Vertical Strain 5-15 Deg Deviation, SC, Dwg 5-20-7-10 (scm) | Concrete Poles
002445666 | POLE,LINE CONSTRUCTION,CONCRETE | 18.0m, 60kN, Rural Vertical Strain Angle 45-55 Deg Pole, DC, Dwg 5-20-111-1 (scm) | Concrete Poles
002447621 | POLE,LINE CONSTRUCTION,CONCRETE | 14.0m, 16kN Single Circuit, suit VS75, EE Dwg 1588-25 (scm) | Concrete Poles
002411619 | POLE,LINE CONSTRUCTION,CONCRETE | 18.0m, 40kN, Urban Delta Post, Dwg 5-21-2-6 | Concrete Poles
002414514 | POLE,LINE CONSTRUCTION,CONCRETE | 18.0m, 80kN, Rural Vertical Strain 15-35 Deg Deviation, SC, Dwg 5-20-9-6 EE Dwg 5-2-1141 (scm) | Concrete Poles
002445526 | POLE,LINE CONSTRUCTION,CONCRETE | 27.0m, 60kN, Rural Vertical Strain Angle 15-35 Deg Pole, DC, Dwg 5-20-109-4 (scm) | Concrete Poles
002421287 | POLE,LINE CONSTRUCTION,CONCRETE | 21.0m, 30kN, Rural Single CCT Delta Suspension E/W Riser c/w 2 & 3 Ext Xarms, Dwg 5-20-3-2 | Concrete Poles
002441178 | POLE,LINE CONSTRUCTION,CONCRETE | 10.0m, 100/200kN, Stayed Bollard, Dwg 5-19-2-4 (scm) | Concrete Poles
002444834 | POLE,LINE CONSTRUCTION,CONCRETE | 30.0m, 80kN, Urban Vertical Strain Angle 55-65 Deg Pole, Dwg 5-21-10-10 (scm) | Concrete Poles
002423218 | POLE,LINE CONSTRUCTION,CONCRETE | 14.0m, 16kN, Rural Strain/Term Delta, EE Dwg 1575-3 | Concrete Poles
002450674 | POLE,LINE CONSTRUCTION,CONCRETE | 21.0m, 80kN, Urban Delta Strain 5-15 Deg Angle 405 Tip Pole, 66kV, EE Dwg 5-2-1073 | Concrete Poles
002445187 | POLE,LINE CONSTRUCTION,CONCRETE | 24.0m, 50kN, Rural Vertical Flying Angle Pole, DC, Dwg 5-20-106-3 (scm) | Concrete Poles
002445112 | POLE,LINE CONSTRUCTION,CONCRETE | 24.0m, 80kN, Urban Vertical Strain Angle 95-105 Deg Pole, Dwg 5-21-14-8 (scm) | Concrete Poles
002439412 | POLE,LINE CONSTRUCTION,CONCRETE | 30.0m, 40kN, Rural Suspension, for Normal & 1 Ext Xarms, Assy A1126-22, Dwg 5-20-2-10 | Concrete Poles
002446839 | POLE,LINE CONSTRUCTION,CONCRETE | 18.5m, 24kN Double Circuit, suit HPI/HPA EE Dwg 1603-6 (scm) | Concrete Poles
002423200 | POLE,LINE CONSTRUCTION,CONCRETE | 12.5m, 16kN, Rural Strain/Term Delta, EE Dwg 1575-2 | Concrete Poles
002473718 | POLE,LINE CONSTRUCTION,CONCRETE | 14.0m, 12kN, Standard Intermediate Pole, for Regular Construction, Dwg 10824-A4-255 | Concrete Poles
002473700 | POLE,LINE CONSTRUCTION,CONCRETE | 14.0m, 8kN, Standard Intermediate Pole, for Regular Construction, Dwg 10824-A4-255 | Concrete Poles
002473692 | POLE,LINE CONSTRUCTION,CONCRETE | 12.5m, 12kN, Standard Intermediate Pole, for Regular Construction, Dwg 10824-A4-254 | Concrete Poles
002473684 | POLE,LINE CONSTRUCTION,CONCRETE | 12.5m, 8kN, Standard Intermediate Pole, for Regular Construction, Dwg 10824-A4-254 | Concrete Poles
002439362 | POLE,LINE CONSTRUCTION,CONCRETE | 30.0m, 540mm Dia, Base Mounted, Comms Pole | Concrete Poles
002439685 | POLE,LINE CONSTRUCTION,CONCRETE | 22.0m, C6T90 c/w Corrosion Inhibitor, Dwg 905348-03, ETS 07-03-01(2) | Concrete Poles
002454387 | POLE,LINE CONSTRUCTION,CONCRETE | 20.0m, 40kN, Rural Single CCT Delta Suspension E/W Riser, C6SOM, EE Dwg 1032407-03 | Concrete Poles
002454361 | POLE,LINE CONSTRUCTION,CONCRETE | 23.0m, 40kN, Rural Single CCT Delta Suspension E/W Riser, C6SOM, EE Dwg 1032407-03 | Concrete Poles
002454353 | POLE,LINE CONSTRUCTION,CONCRETE | 22.0m, 40kN, Rural Single CCT Delta Suspension E/W Riser, C6SOM, EE Dwg 1032407-03 | Concrete Poles
002454379 | POLE,LINE CONSTRUCTION,CONCRETE | 19.0m, C6A90, Dwg 1032993-02 | Concrete Poles
002454924 | POLE,LINE CONSTRUCTION,CONCRETE | 35.0m, 765mm Dia, Direct Imbedded, Comms Pole, Dwg 903386-01 | Concrete Poles
002441145 | POLE,LINE CONSTRUCTION,CONCRETE | 10.0m, 100/200kN, Stayed Bollard, Dwg 5-19-2-1 (scm) | Concrete Poles
002448496 | POLE,LINE CONSTRUCTION,CONCRETE | 27.0m, 80kN, Rural Vertical Strain 0-5 Deg 405 Tip Pole 132kV, Dwg 5-20-206-5 | Concrete Poles
002445088 | POLE,LINE CONSTRUCTION,CONCRETE | 21.0m, 60kN, Urban Vertical Strain Angle 95-105 Deg Pole, Dwg 5-21-14-2 (scm) | Concrete Poles
002448678 | POLE,LINE CONSTRUCTION,CONCRETE | 27.0m, 80kN, Rural Vertical Strain 35-45 Deg 405 Tip Pole 132kV, SC, Dwg 5-20-210-5 | Concrete Poles
002446524 | POLE,LINE CONSTRUCTION,CONCRETE | 27.0m, 60kN, Semi Urban Delta Intermediate 405 Tip Pole, Dwg 5-21-20-4 | Concrete Poles
002444685 | POLE,LINE CONSTRUCTION,CONCRETE | 27.0m, 60kN, Urban Vertical Strain Angle 35-45 Deg Pole, Dwg 5-21-8-4 (scm) | Concrete Poles
002448660 | POLE,LINE CONSTRUCTION,CONCRETE | 27.0m, 60kN, Rural Vertical Strain 35-45 Deg 405 Tip Pole 132kV, SC, Dwg 5-20-210-2 | Concrete Poles
002439677 | POLE,LINE CONSTRUCTION,CONCRETE | 29.0m, C6T90HS c/w Corrosion Inhibitor, Dwg 906115-03, ETS 07-03-01(2) | Concrete Poles
002439669 | POLE,LINE CONSTRUCTION,CONCRETE | 20.0m, C6T90 c/w Corrosion Inhibitor, Dwg 905348-03, ETS 07-03-01(2) | Concrete Poles
002438273 | POLE,LINE CONSTRUCTION,CONCRETE | 24.0m, C6SOX, Dwg 1021851-14, ETS 07-03-01(2) | Concrete Poles
002435345 | POLE,LINE CONSTRUCTION,CONCRETE | 22.0m, C6T90, Dwg 1020149-01, ETS 07-03-01(2) | Concrete Poles
002439487 | POLE,LINE CONSTRUCTION,CONCRETE | 30.0m, 60kN, Rural Vertical Strain 0-5 Deg Deviation/Termination, SC, Dwg 5-20-6-9 (scm) | Concrete Poles
002438315 | POLE,LINE CONSTRUCTION,CONCRETE | 27.0m, C6SOXV, Dwg 1021851-15, ETS 07-03-01(2) | Concrete Poles
002438307 | POLE,LINE CONSTRUCTION,CONCRETE | 27.0m, C6SOX, Dwg 1021851-11, ETS 07-03-01(2) | Concrete Poles
002434926 | POLE,LINE CONSTRUCTION,CONCRETE | 10.0m, Unstayed, Bollard, Dwg 1018488-01 | Concrete Poles
002435873 | POLE,LINE CONSTRUCTION,CONCRETE | 33.0m, EC6SOHC, Dwg 1014753-05, ETS 07-03-01(2) | Concrete Poles
002435865 | POLE,LINE CONSTRUCTION,CONCRETE | 32.5m, 1C6T90, Dwg 1019285-02, ETS 07-03-01(2) | Concrete Poles
002438588 | POLE,LINE CONSTRUCTION,CONCRETE | 18.0m, 50kN, 66kV Strain 0 - 15 Deg, Dwg 1026759-01, ETS 07-03-01(2) | Concrete Poles
002438323 | POLE,LINE CONSTRUCTION,CONCRETE | 27.0m, C6SOXVH, Dwg 1021851-02, ETS 07-03-01(2) | Concrete Poles
002438299 | POLE,LINE CONSTRUCTION,CONCRETE | 26.0m, C6SOX, Dwg 1021851-16, ETS 07-03-01(2) | Concrete Poles
002435329 | POLE,LINE CONSTRUCTION,CONCRETE | 19.0m, C6T90, Dwg 1020147-02, ETS 07-03-01(2) | Concrete Poles
002434942 | POLE,LINE CONSTRUCTION,CONCRETE | 26.0m, 132kV Strain, RC40, 0-45 Deg, CA Regional Dwg | Concrete Poles
002434959 | POLE,LINE CONSTRUCTION,CONCRETE | 26.0m, 132kV ABS Turner Switch, RC40, Dwg 1019291-01 & 1019293-01 | Concrete Poles
002437358 | POLE,LINE CONSTRUCTION,CONCRETE | 26.0m, C6SOXVH, Dwg 1021557-03, ETS 07-03-01(2) | Concrete Poles
002437366 | POLE,LINE CONSTRUCTION,CONCRETE | 23.0m, 32kN, 66kV ABS, POP, Dwg 1022032-02, ETS 07-03-01(2) | Concrete Poles
002437754 | POLE,LINE CONSTRUCTION,CONCRETE | 26.0m, C6SOXV, Dwg 1021557-02, ETS 07-03-01(2) | Concrete Poles
002437705 | POLE,LINE CONSTRUCTION,CONCRETE | 23.0m, C6T90, Dwg 1020710-01, ETS 07-03-01(2) | Concrete Poles
002437382 | POLE,LINE CONSTRUCTION,CONCRETE | 20.0m, 615mm Dia, Base Mounted, Comms Pole | Concrete Poles
002454742 | POLE,LINE CONSTRUCTION,CONCRETE | 20.0m, 615mm Dia, Direct Imbedded, Comms Pole, Dwg 989270 | Concrete Poles
002441988 | POLE,LINE CONSTRUCTION,CONCRETE | 18.0m, 60kN, Rural Vertical Strain 95-105 Deg Deviation, SC, Dwg 5-20-16-1 (scm) | Concrete Poles
002437739 | POLE,LINE CONSTRUCTION,CONCRETE | 23.0m, C6SOX, Dwg 1020774-03, ETS 07-03-01(2) | Concrete Poles
002438091 | POLE,LINE CONSTRUCTION,CONCRETE | 15.5m, ABS, Dwg 1022770-03, ETS 07-03-01(2) | Concrete Poles
002448637 | POLE,LINE CONSTRUCTION,CONCRETE | 30.0m, 80kN, Rural Vertical Strain 15-35 Deg 405 Tip Pole 132kV, Dwg 5-20-208-6 | Concrete Poles
002442143 | POLE,LINE CONSTRUCTION,CONCRETE | 11.5m, 66kV, ABS, Dwg 990819-01, ETS 07-03-01(2) | Concrete Poles
002438281 | POLE,LINE CONSTRUCTION,CONCRETE | 25.0m, C6SOX, Dwg 1021851-17, ETS 07-03-01(2) | Concrete Poles
002435832 | POLE,LINE CONSTRUCTION,CONCRETE | 31.0m, EC6SOHN, Dwg 1014753-01, ETS 07-03-01(2) | Concrete Poles
002435824 | POLE,LINE CONSTRUCTION,CONCRETE | 30.0m, EC6SOHN, Dwg 1014753-01, ETS 07-03-01(2) | Concrete Poles
002435808 | POLE,LINE CONSTRUCTION,CONCRETE | 29.0m, C6T90VABS, Dwg 1016662-02, ETS 07-03-01(2) | Concrete Poles
002435881 | POLE,LINE CONSTRUCTION,CONCRETE | 35.0m, 1C6T90E, Dwg 1019287-02, ETS 07-03-01(2) | Concrete Poles
002435741 | POLE,LINE CONSTRUCTION,CONCRETE | 23.0m, C6T90, Dwg 1016244-03, ETS 07-03-01(2) | Concrete Poles
002437333 | POLE,LINE CONSTRUCTION,CONCRETE | 24.0m, C6SOX, Dwg 1020774-03, ETS 07-03-01(2) | Concrete Poles
002435758 | POLE,LINE CONSTRUCTION,CONCRETE | 26.0m, EC6SOHC, Dwg 1014753-05, ETS 07-03-01(2) | Concrete Poles
002437713 | POLE,LINE CONSTRUCTION,CONCRETE | 24.0m, C6A90, Dwg 1022437-02, ETS 07-03-01(2) | Concrete Poles
002435337 | POLE,LINE CONSTRUCTION,CONCRETE | 20.0m, C6T90, Dwg 1020161-01, ETS 07-03-01(2) | Concrete Poles
002435857 | POLE,LINE CONSTRUCTION,CONCRETE | 32.0m, EC6SOHN, Dwg 1014753-01, ETS 07-03-01(2) | Concrete Poles
002435790 | POLE,LINE CONSTRUCTION,CONCRETE | 28.0m, EC6SOHC, Dwg 1014753-05, ETS 07-03-01(2) | Concrete Poles
002435774 | POLE,LINE CONSTRUCTION,CONCRETE | 27.0m, EC6SOHC, Dwg 1014753-05, ETS 07-03-01(2) | Concrete Poles
002437655 | POLE,LINE CONSTRUCTION,CONCRETE | 30.0m, 840mm Dia, Base Mounted, Comms Pole | Concrete Poles
002437390 | POLE,LINE CONSTRUCTION,CONCRETE | 30.0m, 615mm Dia, Base Mounted, Comms Pole | Concrete Poles
002437408 | POLE,LINE CONSTRUCTION,CONCRETE | 30.0m, 825mm Dia, Base Mounted, Comms Pole | Concrete Poles
002437416 | POLE,LINE CONSTRUCTION,CONCRETE | 35.0m, 765mm Dia, Base Mounted, Comms Pole | Concrete Poles
002446342 | POLE,LINE CONSTRUCTION,CONCRETE | 30.0m, 60kN, 66kV, Rural Suspension Pole for Normal & Ext Xarms, SC/DC, Dwg 5-20-101-5 (scm) | Concrete Poles
002435360 | POLE,LINE CONSTRUCTION,CONCRETE | 26.0m, C6T90, Dwg 1020151-02, ETS 07-03-01(2) | Concrete Poles
002437341 | POLE,LINE CONSTRUCTION,CONCRETE | 25.0m, C6SOX, Dwg 1020774-03, ETS 07-03-01(2) | Concrete Poles
002441210 | POLE,LINE CONSTRUCTION,CONCRETE | 16.0m, 100kN, Unstayed Bollard, Dwg 5-19-2-8 (scm) | Concrete Poles
002454650 | POLE,LINE CONSTRUCTION,CONCRETE | 23.0m, C6SOH, Dwg 1032410-02 | Concrete Poles
002435840 | POLE,LINE CONSTRUCTION,CONCRETE | 32.0m, EC6SOHC, Dwg 1014753-05, ETS 07-03-01(2) | Concrete Poles
002435816 | POLE,LINE CONSTRUCTION,CONCRETE | 30.0m, EC6SOHC, Dwg 1014753-05, ETS 07-03-01(2) | Concrete Poles
002435766 | POLE,LINE CONSTRUCTION,CONCRETE | 26.0m, EC6SOHN, Dwg 1014753-01, ETS 07-03-01(2) | Concrete Poles
002447852 | POLE,LINE CONSTRUCTION,CONCRETE | 14.0m, 30kN, Horizontal ABS, 315 Tip Pole, EE Dwg 5-2-1158 | Concrete Poles
002437747 | POLE,LINE CONSTRUCTION,CONCRETE | 26.0m, C6SOX, Dwg 1020774-03, ETS 07-03-01(2) | Concrete Poles
002437721 | POLE,LINE CONSTRUCTION,CONCRETE | 25.0m, C6A90, Dwg 1022437-02, ETS 07-03-01(2) | Concrete Poles
002435352 | POLE,LINE CONSTRUCTION,CONCRETE | 24.0m, DC6T90, Dwg 1020151-05, ETS 07-03-01(2) | Concrete Poles
002448348 | POLE,LINE CONSTRUCTION,CONCRETE | 24.0m, 60kN, Rural Suspension 405 Tip Pole 132kV, Normal & Ext Xarms, SC/DC, Dwg 5-20-202-2 | Concrete Poles
002439404 | POLE,LINE CONSTRUCTION,CONCRETE | 30.0m, 30kN, Rural Suspension, for Normal & 1 Ext Xarms, Assy A1126-21, Dwg 5-20-2-5 | Concrete Poles
002446326 | POLE,LINE CONSTRUCTION,CONCRETE | 27.0m, 60kN, 66kV, Rural Suspension Pole for Normal & Ext Xarms, SC/DC, Dwg 5-20-101-4 (scm) | Concrete Poles
002437374 | POLE,LINE CONSTRUCTION,CONCRETE | 23.0m, 32kN, 66kV Strain 0-Deg Deviation Dwg 1022032-04, ETS 07-03-01(2) | Concrete Poles
002446508 | POLE,LINE CONSTRUCTION,CONCRETE | 24.0m, 60kN, Semi Urban Delta Intermediate 405 Tip Pole, Dwg 5-21-20-3 | Concrete Poles
002446482 | POLE,LINE CONSTRUCTION,CONCRETE | 21.0m, 60kN, Semi Urban Delta Intermediate 405 Tip Pole, Dwg 5-21-20-2 | Concrete Poles
002446383 | POLE,LINE CONSTRUCTION,CONCRETE | 21.0m, 60kN, Semi Urban Vertical Intermediate Pole, SC/DC, Dwg 5-21-21-2 (scm) | Concrete Poles
002435733 | POLE,LINE CONSTRUCTION,CONCRETE | 17.0m, Bollard, Dwg 1019255-02, ETS 07-03-01(2) | Concrete Poles
002435782 | POLE,LINE CONSTRUCTION,CONCRETE | 28.0m, C6T90, Dwg 1016244-03, ETS 07-03-01(2) | Concrete Poles
002435378 | POLE,LINE CONSTRUCTION,CONCRETE | 28.0m, DC6T90, Dwg 1020151-04, ETS 07-03-01(2) | Concrete Poles
002435311 | POLE,LINE CONSTRUCTION,CONCRETE | 11.0m, 1C6POM, Dwg 1020161-03, ETS 07-03-01(2) | Concrete Poles
002434934 | POLE,LINE CONSTRUCTION,CONCRETE | 27.0m, C1F30X, Dwg 1015667-01 | Concrete Poles
002454668 | POLE,LINE CONSTRUCTION,CONCRETE | 22.0m, C6SOH, Dwg 1032410-02 | Concrete Poles
002455210 | POLE,LINE CONSTRUCTION,CONCRETE | 35.0m, 540mm Dia, Direct Imbedded, Comms Pole, Dwg 903386-02 | Concrete Poles
002446409 | POLE,LINE CONSTRUCTION,CONCRETE | 24.0m, 60kN, Semi Urban Vertical Intermediate Pole, SC/DC, Dwg 5-21-21-3 (scm) | Concrete Poles
002435972 | POLE,LINE CONSTRUCTION,CONCRETE | 28.0m, EC6SOHN, Dwg 1014753-01, ETS 07-03-01(2) | Concrete Poles
002434967 | POLE,LINE CONSTRUCTION,CONCRETE | 32.0m, C6A90, Dwg 906130-02, ETS 07-03-01(2) | Concrete Poles
002422467 | POLE,LINE CONSTRUCTION,METAL | 14.0m, 14.4kN, Rural Strain/Term Delta, Predrilled, EE Dwg 1662-4 (scm) | Metal Poles
002422491 | POLE,LINE CONSTRUCTION,METAL | 12.5m, 10.8kN, Rural Strain/Term Delta, Predrilled, EE Dwg 1662-1 (scm) | Metal Poles
002422517 | POLE,LINE CONSTRUCTION,METAL | 14.0m, 12.15kN, Rural Intermediate, Predrilled, EE Dwg 1609 Sh3 (scm) | Metal Poles
002422640 | POLE,LINE CONSTRUCTION,METAL | 14.0m, 12.15kN, Rural Strain/Term Delta, Predrilled, EE Dwg 1662 Sh3 (scm) | Metal Poles
002422509 | POLE,LINE CONSTRUCTION,METAL | 12.5m, 14.4kN, Rural Intermediate, Predrilled, EE Dwg 1609-2 (scm) | Metal Poles
002434413 | POLE,LINE CONSTRUCTION,METAL | Replacement Head Section, Al, 1 Ph, 300mm W to attach Stays & Line Insulator to suit 9.0m, 127mm Dia Temporary Pole, EE Dwg 958107-01 | Tools & Equipment
002499101 | POLE,LINE CONSTRUCTION,METAL | Lightning Mast 15m w 1.6m Spire. Cyclonic Region C, Terrain Category 2, Importance Level 4. Dwg 877-B290-01 | Metal Poles
X104637 | POLE,LINE CONSTRUCTION,METAL | USED POLE, 9.0m, Al, Temporary Pole, 1 Ph c/w Crossarm Head, EE Dwg 958107-01 | Tools & Equipment
002422459 | POLE,LINE CONSTRUCTION,METAL | 14.0m, 14.4kN, Rural Intermediate, Predrilled, EE Dwg 1609-4 (scm) | Metal Poles
000104637 | POLE,LINE CONSTRUCTION,METAL | 9.0m, Al, Temporary Pole, 1 Ph, EE Dwg 958107-01 | Tools & Equipment
002422632 | POLE,LINE CONSTRUCTION,METAL | 12.5m, 14.4kN, Rural Strain/Term Delta, Predrilled, EE Dwg 1662 Sh2 (scm) | Metal Poles
002422483 | POLE,LINE CONSTRUCTION,METAL | 12.5m, 10.8kN, Rural Intermediate, Predrilled, EE Dwg 1609-1 (scm) | Metal Poles
002411338 | POLE,LINE CONSTRUCTION,WOOD | Steel Butted, VPI 17.0m, 12kN (scm) | Timber Poles
002411379 | POLE,LINE CONSTRUCTION,WOOD | Steel Butted, VPI 11.0m, 12kN (scm) | Timber Poles
002411395 | POLE,LINE CONSTRUCTION,WOOD | Steel Butted, VPI 12.5m, 5kN (scm) | Timber Poles
002411361 | POLE,LINE CONSTRUCTION,WOOD | Steel Butted, VPI 11.0m, 8kN (scm) | Timber Poles
002411353 | POLE,LINE CONSTRUCTION,WOOD | Steel Butted, VPI 11.0m, 5kN (scm) | Timber Poles
002411403 | POLE,LINE CONSTRUCTION,WOOD | Steel Butted, VPI 12.5m, 8kN (scm) | Timber Poles
002411437 | POLE,LINE CONSTRUCTION,WOOD | Steel Butted, VPI 14.0m, 5kN (scm) | Timber Poles
000950075 | POLE,LINE CONSTRUCTION,WOOD | Hardwood, 12.5m Lg, 8kN, CCA Treated, P12.5/8 | Timber Poles
000940061 | POLE,LINE CONSTRUCTION,WOOD | Hardwood, 12.5m Lg, 5kN, CCA Treated, P12.5/5 | Timber Poles
000950164 | POLE,LINE CONSTRUCTION,WOOD | Hardwood, 11m Lg, 12kN, CCA Treated, P11/12 | Timber Poles
000950067 | POLE,LINE CONSTRUCTION,WOOD | Hardwood, 11m Lg, 8kN, CCA Treated, P11/8 | Timber Poles
000940053 | POLE,LINE CONSTRUCTION,WOOD | Hardwood, 11m Lg, 5kN, CCA Treated, P11/5 | Timber Poles
000950156 | POLE,LINE CONSTRUCTION,WOOD | Hardwood, 9.5m Lg, 12kN, CCA Treated, P9.5/12 | Timber Poles
000950059 | POLE,LINE CONSTRUCTION,WOOD | Hardwood, 9.5m Lg, 8kN, CCA Treated, P9.5/8 | Timber Poles
000940045 | POLE,LINE CONSTRUCTION,WOOD | Hardwood, 9.5m Lg, 5kN, CCA Treated, P9.5/5 | Timber Poles
000925046 | POLE,LINE CONSTRUCTION,WOOD | Hardwood, 8m Lg, 12kN, CCA Treated, P8/12 | Timber Poles
000025408 | POLE,LINE CONSTRUCTION,WOOD | Softwood, 12.5m Lg, 12-22kN, P12.5/12-22 CCA Treated | Timber Poles
000025407 | POLE,LINE CONSTRUCTION,WOOD | Softwood, 12.5m Lg, 8-14kN, P12.5/8-14, CCA Treated | Timber Poles
000025406 | POLE,LINE CONSTRUCTION,WOOD | Softwood, 12.5m Lg, 5-9kN, P12.5/5-9, CCA Treated | Timber Poles
000025405 | POLE,LINE CONSTRUCTION,WOOD | Softwood, 11m Lg, 12-22kN, P11/12-22, CCA Treated | Timber Poles
000025409 | POLE,LINE CONSTRUCTION,WOOD | Softwood, 14m Lg, 5-9kN, P14/5-9, CCA Treated | Timber Poles
000025404 | POLE,LINE CONSTRUCTION,WOOD | Softwood, 11m Lg, 8-14kN, P11/8-14, CCA Treated | Timber Poles
000025411 | POLE,LINE CONSTRUCTION,WOOD | Softwood, 14m Lg, 12-22kN, P14/12-22, CCA Treated | Timber Poles
000950237 | POLE,LINE CONSTRUCTION,WOOD | VPI, 17.0m, 5kN (scm) | Timber Poles
000950229 | POLE,LINE CONSTRUCTION,WOOD | Hardwood, 15.5m Lg, 20kN, CCA Treated, P15.5/20 | Timber Poles
000950091 | POLE,LINE CONSTRUCTION,WOOD | Hardwood, 15.5m Lg, 12kN, CCA Treated, P15.5/12 | Timber Poles
000940096 | POLE,LINE CONSTRUCTION,WOOD | Hardwood, 15.5m Lg, 8kN, CCA Treated, P15.5/8 | Timber Poles
000950202 | POLE,LINE CONSTRUCTION,WOOD | VPI, 15.5m, 5kN (scm) | Timber Poles
000950083 | POLE,LINE CONSTRUCTION,WOOD | Hardwood, 14m Lg, 12kN, CCA Treated, P14/12 | Timber Poles
000940088 | POLE,LINE CONSTRUCTION,WOOD | Hardwood, 14m Lg, 8kN, CCA Treated, P14/8 | Timber Poles
000930074 | POLE,LINE CONSTRUCTION,WOOD | Hardwood, 14m Lg, 5kN, CCA Treated, P14/5 | Timber Poles
000950172 | POLE,LINE CONSTRUCTION,WOOD | Hardwood, 12.5m Lg, 12kN, CCA Treated, P12.5/12 | Timber Poles
000015052 | POLE,LINE CONSTRUCTION,WOOD | Hardwood, 23m Lg, 20kN, CCA Treated, P23/20 | Timber Poles
000015050 | POLE,LINE CONSTRUCTION,WOOD | Hardwood, 23m 8kN, CCA Treated, P23/8 | Timber Poles
000020895 | POLE,LINE CONSTRUCTION,WOOD | Hardwood, 14m, 20kN, CCA Treated, P14/20 | Timber Poles
000016849 | POLE,LINE CONSTRUCTION,WOOD | Hardwood, 8m, 20kN, CCA Treated, P8/20 | Timber Poles
002401843 | POLE,LINE CONSTRUCTION,WOOD | Hardwood, 23m Lg, 12kN, CCA Treated, P23/12 | Timber Poles
000950148 | POLE,LINE CONSTRUCTION,WOOD | Hardwood, 21.5m Lg, 20kN, CCA Treated, P21.5/20 | Timber Poles
000940142 | POLE,LINE CONSTRUCTION,WOOD | Hardwood, 21.5m Lg, 12kN, CCA Treated, P21.5/12 | Timber Poles
000950326 | POLE,LINE CONSTRUCTION,WOOD | Hardwood, 21.5m Lg, 8kN, CCA Treated, P21.5/8 | Timber Poles
000950318 | POLE,LINE CONSTRUCTION,WOOD | VPI, 21.5m, 5kN | Timber Poles
000950121 | POLE,LINE CONSTRUCTION,WOOD | Hardwood, 20m Lg, 20kN, CCA Treated, P20/20 | Timber Poles
000940134 | POLE,LINE CONSTRUCTION,WOOD | Hardwood, 20m Lg, 12kN, CCA Treated, P20/12 | Timber Poles
000950296 | POLE,LINE CONSTRUCTION,WOOD | Hardwood, 20m Lg, 8kN, CCA Treated, P20/8 | Timber Poles
000950288 | POLE,LINE CONSTRUCTION,WOOD | VPI, 20.0m, 5kN | Timber Poles
000950113 | POLE,LINE CONSTRUCTION,WOOD | Hardwood, 18.5m Lg, 20kN, CCA Treated, P18.5/20 | Timber Poles
000940126 | POLE,LINE CONSTRUCTION,WOOD | Hardwood, 18.5m Lg, 12kN, CCA Treated, P18.5/12 | Timber Poles
000950261 | POLE,LINE CONSTRUCTION,WOOD | Hardwood, 18.5m Lg, 8kN, CCA Treated, P18.5/8 | Timber Poles
000950253 | POLE,LINE CONSTRUCTION,WOOD | VPI, 18.5m, 5kN (scm) | Timber Poles
000950105 | POLE,LINE CONSTRUCTION,WOOD | Hardwood, 17m Lg, 20kN, CCA Treated, P17/20 | Timber Poles
000940118 | POLE,LINE CONSTRUCTION,WOOD | Hardwood, 17m Lg, 12kN, CCA Treated, P17/12 | Timber Poles
000950245 | POLE,LINE CONSTRUCTION,WOOD | Hardwood, 17m Lg, 8kN, CCA Treated, P17/8 | Timber Poles
000025410 | POLE,LINE CONSTRUCTION,WOOD | Softwood, 14m Lg, 8-14kN, P14/8-14, CCA Treated | Timber Poles
000025402 | POLE,LINE CONSTRUCTION,WOOD | Softwood, 9.5m Lg, 12-22kN, P9.5/12-22, CCA Treated | Timber Poles
000025401 | POLE,LINE CONSTRUCTION,WOOD | Softwood, 9.5m Lg, 8-14kN, P9.5/8-14, CCA Treated | Timber Poles
000025403 | POLE,LINE CONSTRUCTION,WOOD | Softwood, 11m Lg, 5-9kN, P11/5-9, CCA Treated | Timber Poles
000025400 | POLE,LINE CONSTRUCTION,WOOD | Softwood, 9.5m Lg, 5-9kN, P9.5/5-9, CCA Treated | Timber Poles
002411502 | POLE,LINE CONSTRUCTION,WOOD | Steel Butted, VPI 17.0m, 8kN (scm) | Timber Poles
002411486 | POLE,LINE CONSTRUCTION,WOOD | Steel Butted, VPI 15.5m, 12kN (scm) | Timber Poles
002411478 | POLE,LINE CONSTRUCTION,WOOD | Steel Butted, VPI 15.5m, 8kN (scm) | Timber Poles
002411452 | POLE,LINE CONSTRUCTION,WOOD | Steel Butted, VPI 14.0m, 12kN (scm) | Timber Poles
002411445 | POLE,LINE CONSTRUCTION,WOOD | Steel Butted, VPI 14.0m, 8kN (scm) | Timber Poles
002411411 | POLE,LINE CONSTRUCTION,WOOD | Steel Butted, VPI 12.5m, 12kN (scm) | Timber Poles
000020262 | POLE,PUBLIC LIGHTING,METAL | Minor Road Mid Hinged (Left), 5.0m, Base Plate Mounted, 350 PCD Bolt Spacing, Galv, Integral 0.5m Outreach, EQTS 05-02-01, Dwg 5HG-A3 (scm) | Street Lighting Poles
002403011 | POLE,PUBLIC LIGHTING,METAL | Major Road, 13.0m, Slip Base Mounted, Galv, EQTS 05-02-01, Dwg 05-02-03 (scm) | Street Lighting Poles
000924060 | POLE,PUBLIC LIGHTING,METAL | Estate Minor Road, 4.5m, Base Plate Mounted, 350 PCD Bolt Spacing, Black, EQTS 05-02-01, Dwg 05-02-12 (scm) | Street Lighting Poles
000924065 | POLE,PUBLIC LIGHTING,METAL | Estate Minor Road, 4.5m, Base Plate Mounted, 350 PCD Bolt Spacing, Blue/ Grey, EQTS 05-02-01, Dwg 05-02-12 (scm) | Street Lighting Poles
000924058 | POLE,PUBLIC LIGHTING,METAL | Estate Minor Road, 4.5m, Base Plate Mounted, 350 PCD Bolt Spacing, Bottle Green, EQTS 05-02-01, Dwg 05-02-12 (scm) | Street Lighting Poles
000924076 | POLE,PUBLIC LIGHTING,METAL | Major Road, 8.5m, Slip Base Mounted, Galv, EQTS 05-02-01, Dwg 05-02-03 (scm) | Street Lighting Poles
002403010 | POLE,PUBLIC LIGHTING,METAL | Major Road, 10.0m, Slip Base Mounted, Galv, EQTS 05-02-01, Dwg 05-02-03 (scm) | Street Lighting Poles
002401889 | POLE,PUBLIC LIGHTING,METAL | Major Road, 8.5m, Base Plate Mounted, 350 PCD Bolt Spacing, Galv, EQTS 05-02-01, Dwg 05-02-02 (scm) | Street Lighting Poles
002401888 | POLE,PUBLIC LIGHTING,METAL | Major Road, 7.0m, Base Plate Mounted, 350 PCD Bolt Spacing, Galv, EQTS 05-02-01, Dwg 05-02-02 (scm) | Street Lighting Poles
002401890 | POLE,PUBLIC LIGHTING,METAL | Major Road, 10.0m, Base Plate Mounted, 350 PCD Bolt Spacing, Galv, EQTS 05-02-01, Dwg 05-02-02 (scm) | Street Lighting Poles
000022395 | POLE,PUBLIC LIGHTING,METAL | Minor Road Mid Hinged (Right), 5.0m, Base Plate Mounted, 350 PCD Bolt Spacing, Black, Integral 0.5m Outreach, EQTS 05-02-01, Dwg 5HG-A3 (scm) | Street Lighting Poles
000022396 | POLE,PUBLIC LIGHTING,METAL | Minor Road Mid Hinged (Right), 5.0m, Base Plate Mounted, 350 PCD Bolt Spacing, Blue/Grey, Integral 0.5m Outrea EQTS 05-02-01, Dwg 5HG-A3 (scm) | Street Lighting Poles
000022398 | POLE,PUBLIC LIGHTING,METAL | Minor Road Mid Hinged (Right), 5.0m, Base Plate Mounted, 350 PCD Bolt Spacing, Galv, Integral 0.5m Outreach, EQTS 05-02-01, Dwg 5HG-A3 (scm) | Street Lighting Poles
000022397 | POLE,PUBLIC LIGHTING,METAL | Minor Road Mid Hinged (Right), 5.0m, Base Plate Mounted, 350 PCD Bolt Spacing, Green, Integral 0.5m Outreach, EQTS 05-02-01, Dwg 5HG-A3 (scm) | Street Lighting Poles
002403016 | POLE,PUBLIC LIGHTING,METAL | Major Road, 7.0m, Slip Base Mounted, Galv, EQTS 05-02-01, Dwg 05-02-03 (scm) | Street Lighting Poles
002433696 | POLE,PUBLIC LIGHTING,METAL | Major Road, 13.0m, Base Plate Mounted, 500 PCD Bolt Spacing, Galv, EQTS 05-02-01, Dwg 05-02-02 (scm) | Street Lighting Poles
000126019 | POLE,PUBLIC LIGHTING,METAL | Minor Road, 5.5m, Base Plate Mounted, 350 PCD Bolt Spacing, Galv, EQTS 05-02-01, Dwg 05-02-11 (scm) | Street Lighting Poles
002458701 | POLE,TELESCOPIC | Telescopic Downrod, 6m Lg, Extend to max 11.6m Lg, suit PLP ABS | Switchgear Distribution
002403732 | POLENAIL | Power Beam, Mini, Type PB 96130, Post Support, for Pole Reinstatement, Dwg PC16/306/3 (P5) | Polenail
002403736 | POLENAIL | Power Beam, Micro, Type MK111, Post Support, for Pole Reinstatement, for Telstra Work | Polenail
002403734 | POLENAIL | Power Beam, Small, Type 23, Post Support, for Pole Reinstatement, Dwg PC16/306/2C (P5) | Polenail
002403733 | POLENAIL | Power Beam, Large, Type 21, Post Support, for Pole Reinstatement, Dwg PC16/306/1B (P5) | Polenail
002428969 | POLESTRAP KIT | 12 Non-conductive Heavy Duty Strap & Carry Bag | Hardware & Tools
002490613 | POLYURETHANE COATING | Cabot's Clear Satin Exterior Spray, 300g Marine Grade Polyurethane, Oil Based | Dangerous Goods
002405992 | POLYURETHANE COATING | Ivy Spray, Red, 300g Aerosol Can, Urethane Sealcoat | Dangerous Goods
002434561 | PORTABLE EARTHING DEVICE | O/H Line, 3 Ph Short Circuiting Assy, 2.5m Al Leads c/w Shotgun Ring, Screw Type Line Clamps & Earthing Cable Assy, 15m Al Lead, min 6kA/1 Sec Rating, | Hardware & Tools
002461259 | PORTABLE EARTHING DEVICE | O/H Line, 3 Ph Short Circuiting Assy, 3.5m Al Leads c/w Romind Non-screw Type Line Clamps & Earthing Cable Assy, 15m Al Lead, Min 6kA/1 Sec Rating, in | Hardware & Tools
002427615 | PORTABLE EARTHING DEVICE | Cu, Zone Substations consists of 3 x 1Ph Leads, Outdoor App, 70mm2 @ 17.0kA/1 Sec Rating, 7.5m Lg c/w Earth Clamp CLE420 & Phase Clamp CLP459 compatible with | Hardware & Tools
002461267 | PORTABLE EARTHING DEVICE | O/H Line, 3 Ph Short Circuiting Assy, 2.5m Al Leads c/w Romind Non-screw Type Line Clamps & Earthing Cable Assy, 15m Al Lead, Min 10kA/1 Sec Rating, in | Electrical Test & Accsry Equip
002461275 | PORTABLE EARTHING DEVICE | O/H Line, 3 Ph Short Circuiting Assy, 3.5m Al Leads c/w Romind Non-screw Type Line Clamps & Earthing Cable Assy, 15m Al Lead, Min 10kA/1 Sec Rating, in | Electrical Test & Accsry Equip
002490795 | PORTABLE EARTHING DEVICE | 3 Ph Ganged Earth, Hazemeyer RMU Ganged, 14.4kA/0.5sec | Hardware & Tools
002427607 | PORTABLE EARTHING DEVICE | Cu, Zone Substations consists of 3 x 1Ph Leads, Outdoor App, 50mm2 @ 12.3kA/1 Sec Rating, 7.5m Lg c/w Earth Clamp CLE420 & Phase Clamp CLP459 compatible with | Hardware & Tools
002461242 | PORTABLE EARTHING DEVICE | O/H Line, 3 Ph Short Circuiting Assy, 2.5m Al Leads c/w Romind Non-screw Type Line Clamps & Earthing Cable Assy, 15m Al Lead, Min 6kA/1 Sec Rating, in | Hardware & Tools
002434579 | PORTABLE EARTHING DEVICE | O/H Line, 3 Ph Short Circuiting Assy, 3.5m Al Leads c/w Shotgun Ring, Screw Type Line Clamps & Earthing Cable Assy, 15m Al Lead, min 6kA/1 Sec Rating, | Hardware & Tools
002427599 | PORTABLE EARTHING DEVICE | Cu, Zone Substations consists of 3 x 1Ph Leads, Outdoor App, 35mm2 @ 8.8kA/1 Sec Rating, 7.5m Lg c/w Earth Clamp CLE420 & Phase Clamp CLP459 compatible with | Hardware & Tools
002434553 | PORTABLE EARTHING DEVICE | O/H Line, 3 Ph Short Circuiting Assy, 3.5m Al Leads c/w Shotgun Ring, Screw Type Line Clamps & Earthing Cable Assy, 15m Al Lead, min 10kA/1 Sec Rating, | Hardware & Tools
002434546 | PORTABLE EARTHING DEVICE | O/H Line, 3 Ph Short Circuiting Assy, 2.5m Al Leads c/w Shotgun Ring, Screw Type Line Clamps & Earthing Cable Assy, 15m Al Lead, min 10kA/1 Sec Rating, | Hardware & Tools
000455506 | POST,FENCE,METAL | Star Picket, 1650mm, Black (P10) | PPE, Hardware & Tools
002402076 | POST,GATE | Galv Angle, 2150 x 90 x 90 x 6mm c/w 2160 x 50mm NB Galv Pipe Brace Stay, 330 x 250 x 6mm Galv Pressure Plate | General Hardware
000022606 | POTHEAD | PED, Earthing Equipment, 4 x Shotgun Ring Phase/Earth Clamps, 3 x 35mm2 Cu Cables 3.2m Lg, 1 x Hanger Plate c/w Yellow Carry Bag | Hardware & Tools
002475010 | POUCH,PHONE | Waterproof Pouch, Triple Seal, Protects Devices from Water, Sand & Dirt | Tools & Equipment
000024713 | POWER STRIP,ELECTRICAL OUTLET | 4 Outlet, 10A, Portable Power Device, MCB & RCD Protection, Double Pole Shuttered Outlets, 240V, IP33 Rated, 30mA Sensitivity, Meets AS/NZS3012, | Hardware & Tools
000024828 | POWER SUPPLY | Power Supply Module, for NOJA RC10 Series | Switchgear Distribution
002461986 | POWER SUPPLY | SCADA, RTU50, 17-170V DC, Wide Range PS Module 100W | Communications
000000177 | POWER SUPPLY | FQD 4.4..7.4, AFLC, Siemens | Network Spares
002496461 | POWER SUPPLY | Converter DC/DC, 19-36V DC Input, 12V DC Single Output, 100W, Cape River East StatCom | Substation Accessories
000023781 | POWER SUPPLY | RCD/GPO Inverter Plate, suit Xantrex 12V & 24V Inverters | Tools & Equipment
002476976 | POWER SUPPLY | MD100m E20 Module, 20W, 17.5¿160V DC Input, Wide Range Voltage Supply | Substation Automated Systems
002474872 | POWER SUPPLY | Converter DC/DC, 19-36V DC Input, 5V DC Single Output, 100W, Cape River East StatCom | Substation Accessories
002474864 | POWER SUPPLY | AC/DC, 85-264V AC, 90-350V DC Input, 24V DC Output, 10A, Cape River East StatCom | Substation Accessories
002474880 | POWER SUPPLY | Converter DC/DC, 19-36V DC Input, 12V DC Single Output, 200W, Cape River East StatCom | Substation Accessories
002456606 | POWER SUPPLY | AC/DC ECE60 Series, 85-264V AC, 15V DC, 4A Nom, 5.2A Peak, 60W, Chassis Mount c/w Screw Terminals, 104 x 40 x 28.5mm | Communications
002420818 | POWER SUPPLY | SCADA, SCD5200, SCD6000, Wide Range PS Module 100W | Communications
002483097 | POWER SUPPLY | Power Supply Module, Single Supply, for NOJA Reclosers RC20 Series | Switchgear Distribution
000003316 | POWER SUPPLY | DC/DC, 9V DC, 50W, St George STATCOM | Substation Accessories
000003315 | POWER SUPPLY | AC/DC, 24V DC, 100 - 240V AC, 480W, St George STATCOM | Substation Accessories
000003313 | POWER SUPPLY | DC/DC, 24V DC - 12V DC, 200W, St George STATCOM | Substation Accessories
000003314 | POWER SUPPLY | AC/DC, 24V DC, 100 - 240V AC, 240W, 1Ph, St George STATCOM | Substation Accessories
002477446 | POWER SUPPLY | MD303 E50 Module, 50W, 20-160V DC Input, Wide Range Voltage Supply | Substation Automated Systems
002476299 | POWER SUPPLY | 6A/100W, Smart PMU, Horstman | Protection
002469435 | POWER SUPPLY | 1.9A, Isolated 48 to 5V DC, for SP2 | Communications
002483105 | POWER SUPPLY | Power Supply Control, 110VAC Input, for NOJA Reclosers RC20 Series | Switchgear Distribution
002442952 | POWER SUPPLY | RFL 9110, 19", 1RU RFL Chassis, suit DM20 FFSK Modem | Communications
002492510 | POWER SUPPLY | PDU Unit, 1RU, 240V, 10A, 1 x 3 Pin Aus Plug Input, 6 x 3 Pin Aus GPO Output, 2m Lg Cord, Horizontal Orientation, Black, 482.6 x 45 x 44.6mm, w/optional | Substation Accessories
000000178 | POWER SUPPLY | SFU-K 203..503, AFLC , Enermet | Network Spares
002487916 | POWER SUPPLY | AC/DC ECE60 Series, 85-264V AC, 5V DC, 10A Nom, 13A Peak, 50W, Chassis Mount, c/w Screw Terminals, 104 x 40 x 28.5mm | Communications
000003865 | POWER SUPPLY | G2, 30W, 24V / 1,3A, suit FQD Transmitter Control, ETS 2011/0363/T 12q-FQD | Substation
000003864 | POWER SUPPLY | G1, 80W, 24V / 3,4A, suit FQD Transmitter Control, ETS 2011/0363/T 12p-FQD | Substation
002475150 | POWER SUPPLY | Omron CS1 Series, PLC, 24V, for CS/C200H Series Units | Remote Generation
002466084 | POWER SUPPLY SET | Compact HE Power System, Flatpack S (FPS) 48V, 1Ph, 230V, Smartpack S (SPS) Controller | Communications
002456259 | POWER SUPPLY,UNINTERRUPTABLE | GUSS (Grid Utility Support System) Unit, CES System for SWER Support, General Arrangement Dwg PEA-1601-1-GA, Grounding Scheme Dwg PEA-1601-1-GR, | CSI (Solar Power)
002483873 | POWER SUPPLY,UNINTERRUPTABLE | TRIO-UPS, 24V DC/10A Output, 1 Ph Input, Push-in Connection c/w Integrated Pwr Supply Unit | Communications
000003324 | PRINTED CIRCUIT BOARD | Dynamic Brake DBR Board Assy, High Current, St George STATCOM | Substation Accessories
000003325 | PRINTED CIRCUIT BOARD | General Analog Conv Board, St George STATCOM | Substation Accessories
000003236 | PRINTED CIRCUIT BOARD | Card Control, VCB, for Switchboard Type BV2, ETS 2010/0048/T, Sched 6.1.3 Item 6, Conneq iPower | Substation
002496560 | PRINTED CIRCUIT BOARD | Assembly, High Impedance Input Voltage Sense, 6V, Cape River East StatCom | Substation Accessories
000003322 | PRINTED CIRCUIT BOARD | Converter, Ethernet, Dual Speed, St George STATCOM | Substation Accessories
000003332 | PRINTED CIRCUIT BOARD | Temp Board, St George STATCOM | Substation Accessories
000003326 | PRINTED CIRCUIT BOARD | Humidity Sense Board, St George STATCOM | Substation Accessories
000003323 | PRINTED CIRCUIT BOARD | Current Sense CT Board, St George STATCOM | Substation Accessories
000003321 | PRINTED CIRCUIT BOARD | CAN Bus Module, Fibre Optics, I/F Single Channel, St George STATCOM | Substation Accessories
000003320 | PRINTED CIRCUIT BOARD | CAN 4 Port, Bus I/F Spider BD, St George STATCOM | Substation Accessories
000003318 | PRINTED CIRCUIT BOARD | Analog/Digital, I/O A/D I/O Board, St George STATCOM | Substation Accessories
000003333 | PRINTED CIRCUIT BOARD | Voltage Sense PT Board, St George STATCOM | Substation Accessories
000003331 | PRINTED CIRCUIT BOARD | Single Ethernet, PC/104 Plus PPM 10/100, St George STATCOM | Substation Accessories
002496586 | PRINTED CIRCUIT BOARD | Assembly, Current Sense, Isolated 5A Input, 2X Overload, Cape River East StatCom | Substation Accessories
002496446 | PRINTED CIRCUIT BOARD | PC-104 Module, 96 Line, Digital I/O, Cape River East StatCom | Substation Accessories
002496578 | PRINTED CIRCUIT BOARD | Assembly, Analog/Digital I/O, Cape River East StatCom | Substation Accessories
002496594 | PRINTED CIRCUIT BOARD | Assembly, Current Sense, Isolated 0.5A Input, 2X Overload, Cape River East StatCom | Substation Accessories
002496354 | PRINTED CIRCUIT BOARD | PC-104 Module, 48 Line, Digital I/O for PME, Cape River East StatCom | Substation Accessories
000003329 | PRINTED CIRCUIT BOARD | Power Interface Board Inverter Array, St George STATCOM | Substation Accessories
000003328 | PRINTED CIRCUIT BOARD | PM1000 Control Card Inverter Array, St George STATCOM | Substation Accessories
000003330 | PRINTED CIRCUIT BOARD | Pressure Sense Board, St George STATCOM | Substation Accessories
002478071 | PRINTING MACHINE,LABEL | Brady M610, Handheld, Li-ION Rechargeable Battery, 240V AC, c/w Hard Case | Tools & Equipment
002478089 | PRINTING MACHINE,LABEL | BMP71, Portable, MAX Label Width 50.8mm, LI-ION Rechargeable, 240V AC, 200MB, USB, c/w Hard Case | Tools & Equipment
002484715 | PROBE | TP-BT Bluetooth Optical Probe, MCU Based Design, Meter Reading ANSI C12.18, Bluetooth to 4.0, Default Fixed Baud Rate 9600bps | Metering Delivery
002489482 | PROBE,TELESCOPIC | Telescopic probe, hook and lead kit | Hardware & Tools
002430551 | PROBE,TELESCOPIC | Extends 49cm to 85cm, SS tip; 4mm plug for test lead Cat III, 1000V (scm) | Hardware & Tools
000022884 | PROBE-LEAD ASSEMBLY,TEST | Red Lead, Silicon, 200mm Lg, 1.5mm2 Double Insulated, 4mm Female Fixed End & Bootlace Ferrule End, Cat III 300V, suit Adaptor for PM 45 Leads for Meter | Hardware & Tools
000022885 | PROBE-LEAD ASSEMBLY,TEST | Black Lead, Silicon, 200mm Lg, 1.5mm2 Double Insulated, 4mm Female Fixed End & Bootlace Ferrule End, Cat III 300V, suit Adaptor for PM 45 Leads for Meter | Hardware & Tools
000022886 | PROBE-LEAD ASSEMBLY,TEST | Black Lead, Silicon, 400mm Lg, 1.5mm2 Double Insulated, 4mm Female Fixed End & 4mm Male Retractable End, Cat III 300V, suit Adaptor for PM 45 Leads for Test | Hardware & Tools
000022887 | PROBE-LEAD ASSEMBLY,TEST | Red Lead, Silicon, 400mm Lg, 1.5mm2 Double Insulated, 4mm Female Fixed End & 4mm Male Retractable End, Cat III 300V, suit Adaptor for PM 45 Leads for Test | Hardware & Tools
000018679 | PROBE-LEAD ASSEMBLY,TEST | Trailing Earth Lead, 4mm Retractable Plug, Nylon Bar Reel, Earth Spike, Flexible Earth Lead Cable, Green Colour, 15-20mm Crimping Ferrule Sleeve, Joint | Hardware & Tools
002407071 | PROBE-LEAD ASSEMBLY,TEST | Set, to suit Test Instrument to IEC 61010-031, Comprising Red & Black Lead, Probe, Type A Probes c/w Crocodile Clips Fused at 10A, 50kA, Rated & Labelled at | Hardware & Tools
002417772 | PROBE-LEAD ASSEMBLY,TEST | Trailing Earth Lead, Soil Probe, Storage Spool, Reel Spike c/w 15m of Lead, 4mm Banana Plug, min Cat III 600V Rated to IEC 61010, suit Voltage Meter Input | Hardware & Tools
002496552 | PROCESSOR | CPU AR Assembly c/w Heatsink, Wires & Mount, Cape River East StatCom | Substation Accessories
002468114 | PROCESSOR,GATEWAY | Lantronix UDS1100, Single-Port, 9-30VDC Input, 1 x DM25F DCE Conn, Serial Interface RS-232/422/485, 300bps to 921.6Kbps Serial to Enet Terminal Server | Communications
000003335 | PROCESSOR,GATEWAY | Ethernet Router, HUB, DAS & Master Control, St George STATCOM | Substation Accessories
002493476 | PROCESSOR,GATEWAY | Opengear Terminal Server, 8 x Serial Ports, 2 x 36 to 72VDC Input, 2 x 1GbE Dual LAN Ports, 1RU Rack Mount, RJ45 RS-232 | Communications
002493492 | PROCESSOR,GATEWAY | Opengear Terminal Server, 32 x Serial Ports, 2 x 36 to 72VDC Input, 2 x 1GbE Dual LAN Ports, 1RU Rack Mount, RJ45 RS-232 | Communications
000024940 | PROCESSOR,GATEWAY | Access Point 2 c/w Smart Hub PCB, Modem & Antenna, 1m Pink Cat5e Cable, for Smart Hub Network | Metering Delivery
000024943 | PROCESSOR,GATEWAY | Smart Hub 2 Kit c/w PCB Enclosure with Black Cable, 1m Pink Cat5e Cable, Installation MODBUS Register List | Metering Delivery
002493500 | PROCESSOR,GATEWAY | Opengear Terminal Server, 48 x Serial Ports, 2 x 36 to 72VDC Input, 2 x 1GbE Dual LAN Ports, 1RU Rack Mount, RJ45 RS-232 | Communications
002493484 | PROCESSOR,GATEWAY | Opengear Terminal Server, 16 x Serial Ports, 2 x 36 to 72VDC Input, 2 x 1GbE Dual LAN Ports, 1RU Rack Mount, RJ45 RS-232 | Communications
002493518 | PROCESSOR,GATEWAY | Lantronix UDS1100-PoE, Single-Port, 1 x DM25F DCE Connector, Serial Interface RS-232/422/485, 300bps to 921.6Kbps Serial to Enet Terminal Server | Communications
002467983 | PROCESSOR,GATEWAY | ATOP Technologies SE5001, Universal 1 Port RJ-45 Serial Device Server, DB9 Connector, 75bps to 230Kbps, 9~30V DC, 300mA Nom, Ethernet Comms | Meters
002477263 | PROTECTOR,DOCUMENT | Permit Wallet, A4, Yellow, Weatherproof Document Wallet | Tools & Equipment
002403248 | PROTECTOR,ELECTRICAL CABLE | Galv Steel, for Mounting on Wood or Concrete Poles, Suits 3 x Single Core Cables with Dia up to 80mm, To Dwg 28-0-03 | U/G Equipment
002407005 | PROTECTOR,ELECTRICAL CABLE | Armour Rod, Racoon 6/1/.161 ACSR, Purple (P25) | Line Hardware
002426682 | PROTECTOR,ELECTRICAL CABLE | Armour Rod, Preformed, Full Length, Banana 6/1/3.75 ACSR/GZ, ETS 11-09-01 | Line Hardware
002403246 | PROTECTOR,ELECTRICAL CABLE | Hardwood, Drilled, 2.4m Lg, SWQEB Dwg 006-A4-11853 | U/G Equipment
002403247 | PROTECTOR,ELECTRICAL CABLE | Hardwood, Drilled, 1.2m Lg, SWQEB Dwg 006-A4-11853 | U/G Equipment
002405978 | PROTECTOR,ELECTRICAL CABLE | Cover, PVC, 300mm x 5mm x 2m, Orange X15-AS2700S, to ESAA Spec for Polymeric Cable Covers & SAA Draft DR94102 | Conduit & Fittings
002403554 | PROTECTOR,ELECTRICAL CABLE | Cover, PVC, 200mm x 5mm x 2m Lg, Orange, Marked 'Electrical Cables' (Bundles of 10) | Conduit & Fittings
002405966 | PROTECTOR,ELECTRICAL CABLE | Cover, PVC or Polyethylene, 150mm x 5mm x 25m, Orange | Conduit & Fittings
000182008 | PROTECTOR,ELECTRICAL CABLE | Cover, PVC, 150mm x 5mm x 2m, Orange X15-AS2700S, to ESAA Spec for Polymeric Cable Covers & SAA Draft DR94102 | Conduit & Fittings
002449163 | PROTECTOR,ELECTRICAL CABLE | Cable Guard, for 66kV Cable Terms 5-13-3-2 & 5-13-4-2, Dwg ES000791-01 (scm) | Subtransmission
002407244 | PROTECTOR,ELECTRICAL CABLE | Armour Rod, Preformed, Full Length Repair Rod, suit 11.4mm CC-30/30/449 OPGW, ETS 11-09-01 | Line Hardware
002407245 | PROTECTOR,ELECTRICAL CABLE | Armour Rod, Preformed, Full Length Repair Rod, suit 14.0mm CC-38/48/551 OPGW, ETS 11-09-01 | Line Hardware
002407247 | PROTECTOR,ELECTRICAL CABLE | Armour Rod, Preformed, 1000mm Lg Structural Rod, suit 14.0mm CC-38/48/551 OPGW, for V/Dampers, ETS 11-09-01 | Line Hardware
002407246 | PROTECTOR,ELECTRICAL CABLE | Armour Rod, Preformed, 1000mm Lg Structural Rod, suit 11.4mm CC-30/30/449 OPGW, for V/Dampers, ETS 11-09-01 (scm) | Line Hardware
002405221 | PROTECTOR,ELECTRICAL CABLE | Armour Rod, 7/4.50 AAC & AAAC, Green (P20) | Line Hardware
000468723 | PROTECTOR,ELECTRICAL CABLE | Armour Rod, Neon 19/3.75 AAAC, Red (P10) (scm) | Line Hardware
000468667 | PROTECTOR,ELECTRICAL CABLE | Armour Rod, 3/2.75 SC/GZ, 3/12 Steel (P50) (scm) | Line Hardware
002401300 | PROTECTOR,ELECTRICAL CABLE | Armour Rod, 3/3.25 SC/AC, Alumoweld (P50) | Line Hardware
000468357 | PROTECTOR,ELECTRICAL CABLE | Armour Rod, Greyling (Imp) 6/1/2.50 ACSR Blue (P50) (scm) | Line Hardware
002401299 | PROTECTOR,ELECTRICAL CABLE | Armour Rod, 3/4/1.75 ACSR, Purple (P50) | Line Hardware
000468705 | PROTECTOR,ELECTRICAL CABLE | Armour Rod, 3/2.75 SC/AC (P50) (scm) | Line Hardware
002403593 | PROTECTOR,ELECTRICAL CABLE | Armour Rod, Neptune 19/3.25 AAC & Krypton 19/3.25 AAAC, Orange (P15) | Line Hardware
002407224 | PROTECTOR,ELECTRICAL CABLE | Armour Rod, Preformed, 1000mm Lg, Nitrogen 37/3.00 AAAC 1120, for Bridging Insulators, ETS 11-09-01 | Line Hardware
002407223 | PROTECTOR,ELECTRICAL CABLE | Armour Rod, Preformed, 1000mm Lg, Neon 19/3.75 AAAC 1120, for Bridging Insulators, ETS 11-09-01 | Line Hardware
002407222 | PROTECTOR,ELECTRICAL CABLE | Armour Rod, Preformed, 1000mm Lg, Krypton 19/3.25 AAAC 1120, for Bridging Insulators, ETS 11-09-01 | Line Hardware
002407221 | PROTECTOR,ELECTRICAL CABLE | Armour Rod, Preformed, 1000mm Lg, Iodine 7/4.75 AAAC 1120, for Bridging Insulators, ETS 11-09-01 | Line Hardware
002407220 | PROTECTOR,ELECTRICAL CABLE | Armour Rod, Preformed, Full Length, Paw Paw 54/3.75 + 19/2.25 ACSR/GZ, ETS 11-09-01 | Line Hardware
002407219 | PROTECTOR,ELECTRICAL CABLE | Armour Rod, Preformed, Full Length, Lime 30/7/3.5 ACSR/GZ, ETS 11-09-01 | Line Hardware
002407218 | PROTECTOR,ELECTRICAL CABLE | Armour Rod, Preformed, Full Length, Grape 30/7/2.5 ACSR/GZ, ETS 11-09-01 | Line Hardware
002407217 | PROTECTOR,ELECTRICAL CABLE | Armour Rod, Preformed, Full Length, Sulphur 61/3.75 AAAC 1120, ETS 11-09-01 | Line Hardware
002407216 | PROTECTOR,ELECTRICAL CABLE | Armour Rod, Preformed, Full Length, Selenium 61/3.25 AAAC 1120, ETS 11-09-01 | Line Hardware
002407215 | PROTECTOR,ELECTRICAL CABLE | Armour Rod, Preformed, Full Length, Oxygen 19/4.75 AAAC 1120, ETS 11-09-01 (scm) | Line Hardware
002407214 | PROTECTOR,ELECTRICAL CABLE | Armour Rod, Preformed, Full Length, Nitrogen 37/3.00 AAAC 1120 & Saturn 37/3.00 AAC, Red, ETS 11-09-01 (P5) | Line Hardware
002407212 | PROTECTOR,ELECTRICAL CABLE | Armour Rod, Preformed, Full Length, Krypton 19/3.25 AAAC 1120, ETS 11-09-01 | Subtransmission
002407211 | PROTECTOR,ELECTRICAL CABLE | Armour Rod, Preformed, Full Length, Iodine 7/4.75 AAAC 1120, ETS 11-09-01 | Subtransmission
002407230 | PROTECTOR,ELECTRICAL CABLE | Armour Rod, Preformed, 1000mm Lg, Paw Paw 54/3.75 + 19/2.25 ACSR/GZ, for Bridging Insulators, ETS 11-09-01 | Line Hardware
002407229 | PROTECTOR,ELECTRICAL CABLE | Armour Rod, Preformed, 1000mm Lg, Lime 30/7/3.5 ACSR/GZ, for Bridging Insulators, ETS 11-09-01 | Line Hardware
002407228 | PROTECTOR,ELECTRICAL CABLE | Armour Rod, Preformed, 1000mm Lg, Grape 30/7/2.50 ACSR/GZ, for Bridging Insulators, ETS 11-09-01 | Line Hardware
002407227 | PROTECTOR,ELECTRICAL CABLE | Armour Rod, Preformed, 1000mm Lg, Sulphur 61/3.75 AAAC 1120, for Bridging Insulators, ETS 11-09-01 | Line Hardware
002407226 | PROTECTOR,ELECTRICAL CABLE | Armour Rod, Preformed, 1000mm Lg, Selenium 61/3.25 AAAC 1120, for Bridging Insulators, ETS 11-09-01 | Line Hardware
002426674 | PROTECTOR,ELECTRICAL CABLE | Armour Rod, Preformed, 1000mm Lg, Diving 30/7/3.50 ACSR/AC, ETS 11-09-01 | Line Hardware
002426666 | PROTECTOR,ELECTRICAL CABLE | Armour Rod, Preformed, 1000mm Lg, Cricket 30/7/2.50 ACSR/AC, ETS 11-09-01 (scm) | Line Hardware
002426658 | PROTECTOR,ELECTRICAL CABLE | Armour Rod, Preformed, 1000mm Lg, Cherry 6/4.75 + 6/1.60 ACSR/GZ, ETS 11-09-01 | Line Hardware
002426716 | PROTECTOR,ELECTRICAL CABLE | Armour Rod, Preformed, Full Length, Diving 30/7/3.50 ACSR/AC, ETS 11-09-01 | Line Hardware
002426641 | PROTECTOR,ELECTRICAL CABLE | Armour Rod, Preformed, 1000mm Lg, Banana 6/1/3.75 ACSR/GZ, ETS 11-09-01 | Line Hardware
002426708 | PROTECTOR,ELECTRICAL CABLE | Armour Rod, Preformed, Full Length, Cricket 30/7/2.50 ACSR/AC, ETS 11-09-01 | Line Hardware
002426690 | PROTECTOR,ELECTRICAL CABLE | Armour Rod, Preformed, Full Length, Cherry 6/4.75 + 7/1.60 ACSR/GZ, ETS 11-09-01 | Line Hardware
000182012 | PROTECTOR,ELECTRICAL CABLE | Cover, PVC, 200mm x 5mm x 25m, Orange X15-AS2700S, to ESAA Spec for Polymeric Cable Covers & SAA Draft DR94102 | Subtransmission
002407213 | PROTECTOR,ELECTRICAL CABLE | Armour Rod, Preformed, Full Length, Neon 19/3.75 AAAC 1120, ETS 11-09-01 | Subtransmission
002405222 | PROTECTOR,ELECTRICAL CABLE | Armour Rod, Fly (Imp) 7/3.40 AAC & 7/.134 AAC | Line Hardware
000468373 | PROTECTOR,ELECTRICAL CABLE | Armour Rod, 7/3.75 AAC & AAAC, 6/1/3.75 ACSR, Black (P25) (scm) | Line Hardware
000468438 | PROTECTOR,ELECTRICAL CABLE | Armour Rod, 7/4.75 AAC & AAAC, 6/4.75 + 7/1.60 ACSR, Blue (P12) (scm) | Line Hardware
002401301 | PROTECTOR,ELECTRICAL CABLE | Armour Rod, Pickerel (P40) | Line Hardware
000468365 | PROTECTOR,ELECTRICAL CABLE | Armour Rod, 7/3.00 AAC & AAAC, 6/1/3.00 ACSR, Red (P40) (scm) | Line Hardware
000104460 | PROTECTOR,FIBRE OPTIC CABLE | Fibre Optic Abrasion Protector, 12.70 - 25.40mm Dia (P60) (scm) | O/Head Line
002455335 | PROTECTOR,HEARING | Ear Plugs, Disposable, Corded, Easy Removal Handles, 22dB Min Rating, Class 4 (P50) | PPE, Hardware & Tools
002481158 | PROTECTOR,HEARING | X4A Earmuff, 31dB Rating, Class 5 SLC80, Headband Style, 3M Peltor | HS & PPE
002481950 | PROTECTOR,HEARING | Ear Plugs, Banded, 22dB Min Rating, Class 4, Pack of 5 | HS & PPE
002481174 | PROTECTOR,HEARING | Earmuffs, 28dB Rating, Class 5 SLC80, Foldable Style, 3M Peltor Optime H510F, Yellow | HS & PPE
002481166 | PROTECTOR,HEARING | Earmuffs, 32dB Rating, Class 5 SCL80, Headband Style, 3M Peltor Optime H520A, Green | HS & PPE
002483444 | PROTECTOR,HEARING | Ear Plugs, Corded, 3M Tri-Flange | HS & PPE
002479327 | PROTECTOR,HEARING | Ear Plugs, Disposable, Uncorded, 29 dB Min Rating, Class 5 (P200) | HS & PPE
000008644 | PROTECTOR,HEARING | ProChoice Viper Earmuffs, 26dB Rating, Class 5 SLC80, Lightweight Headband 3 Position Style (over head, behind head & under chin) | PPE, Hardware & Tools
002455319 | PROTECTOR,HEARING | Ear Plugs, Disposable, Corded, 26dB Min Rating, Class 5 (P100) | PPE, Hardware & Tools
002479335 | PROTECTOR,HEARING | Ear Plugs, Reusable, Corded, 27 dB Min Rating, Class 5, c/w Storage Case (P50) | PPE, Hardware & Tools
002455327 | PROTECTOR,HEARING | Ear Plugs, Disposable, Corded, Small Size, 22dB Min Rating, Class 4 (P100) | HS & PPE
002479319 | PROTECTOR,HEARING | Ear Plugs, Reusable, Corded, 32 dB Min Rating, Class 5 (P120) | HS & PPE
002483436 | PROTECTOR,HEARING | Ear Plugs, Banded, Moldex 6506 Jazz | HS & PPE
002481141 | PROTECTOR,HEARING | Earmuffs, 34dB Rating, Class 5 SCL80, Neckband Style, 3M Peltor Optime H540B, Black & Red | HS & PPE
002455301 | PROTECTOR,HEARING | Ear Plugs, Disposable, 26dB Min Rating, Class 5 (P200) | PPE, Hardware & Tools
002496750 | PROTECTOR,HEARING | Earmuffs, Cap-Mount, 3M Peltor H31P3AF, for Versaflo TR-300 Series PAPR | HS & PPE
001837503 | PROTECTOR,HEARING | Ear Plugs, Disposable, 22dB Min Rating, Class 4 (P200) | PPE, Hardware & Tools
001841540 | PROTECTOR,NECK | Neck Flap, White Cotton, suit Safety Helmet | PPE, Hardware & Tools
002453348 | PROTECTOR,SPLICE,ELEC CABLE | Gel Wrap Branch Kit, 1000V, PG Cover, Black, Cold Sleeve Gel c/w S/Steel Ties (scm) | O/Head Line
002452548 | PROTECTOR,SPLICE,FIBRE OPTIC | Heatshrink, 60 x 3mm | Communications
002433639 | PROVING UNIT,METER | 208V-225VAC, 50Hz Nom, 150 x 80 x 40mm, IP55, for Digital Multimeters & Test Pencils (scm) | Hardware & Tools
002478196 | PULLER,FUSE | Handle, 144 x 108 x 60mm, Suits NH HRC Fuses, Sizes 00 to 3 | Tools & Equipment
000003890 | PULLER,MECHANICAL | Pull Rod, suit 33/66kV CB, Type HLC 1250/1600 | Substation
002468981 | PULLEY | Idler Smooth, Belt Tensioner Pulley, Scania DC13 Mechanical Parts | Remote Generation
002468973 | PULLEY | Idler Ribbed, V-Ribbed Belt Tensioner Pulley, Scania DC13 Mechanical Parts | Remote Generation
002468221 | PUMP | CP25 Mono Motorised Pump, 230-240V, 1 Ph, 25L p/m, 1450rpm, 2m Lg Lead, Oil & Fuel Transfer Unit | Remote Generation
002462760 | PUMP | Water Pump Assy, Hino JO8 Mechanical Parts | Remote Generation
002491066 | PUMP | Z580V, Ebsray Rotary Internal Gear Pump, Z580V-0003-P3 Pumpset, 300-1050 1.5kW, 4P, 240/1/50, TEFC, CMG/MT | Remote Generation
002468247 | PUMP | Grundfos Unilift KP Bund Pump, 230-240V, 50Hz, 5m Cable, S/Steel, Submersible, Manual Operation w/out Level Switch, Cooland Transfer Unit | Remote Generation
002468999 | PUMP | Water Coolant Pump, Scania DC13 Mechanical Parts | Remote Generation
002465532 | PUMP | Water Pump, 1.55kW, 10A, 800kPa, Liquid Temp 0/40 DegC, 1" BSPF, Composite Outer Casing, S/Steel Shaft, Technopolymer Impeller & Diffusers, 565 x 265 x 352mm, | Remote Generation
002490548 | PUMP | M12 Milwaukee, Stick Transfer Pump | Hardware & Tools
002491074 | PUMP | ZB120V, Ebsray Rotary Internal Gear Pump ZB120V-0002-P4 Pumpset, 650-1950 0.75kW, 4P, 240/1/50TEFC, CMG/MTC | Remote Generation
002468239 | PUMP | MTC 80B-4 Ebsray Induction Motor/Pump, 220-240V, 50Hz, IP55, Oil & Fuel Transfer Unit | Remote Generation
002479939 | PUMP,ENGINE PRIMING,HAND DRIVEN | Diesel Priming Pump for Hino (J08) | Remote Generation
002492072 | PUMP,ROTARY | Milwaukee, M18 Transfer Pump, 18V, Self-Priming, Splash-Proof Battery Compartment | Hardware & Tools
002417996 | PUNCH,DRIFT | Rock Tip, Earth Auger | Tools & Equipment
000030004 | PUSH BUTTON | Convertor Illuminated, White c/w Blue 6V LED, 90-140V, DC-DC | Substation Accessories
000030005 | PUSH BUTTON | Convertor Illuminated, White c/w White 6V LED, 90-140V, DC-DC | Substation Accessories
000030003 | PUSH BUTTON | Illuminated, White, Full Voltage, Input Various Voltages, Round for Front Panel Mounting, LED not included | Substation Batteries
001975825 | PUTTY | Scotchfill, 36mm x 1.5m (scm) | General Hardware
002482131 | PUTTY | Bicaseal, Solid Setting Resin Putty, Two-part Mix, Red Resin Base & Off-White Activator, 2 Sticks Individually Wrapped | U/G Accessories
002400787 | RACEWAY,NONMETALLIC | Slotted Duct, 2m Lg, 80 x 80mm, PVC, Grey, for Electrical Cable (P12) | Substation
000030256 | RACEWAY,NONMETALLIC | Slotted Duct, 2m Lg, 150 x 100mm, PVC, Grey, for Electrical Cable (P6) | Substation Accessories
002492395 | RACEWAY,NONMETALLIC | Slotted Duct, 2000 x 150 x 100mm, Grey | Substation
000030254 | RACEWAY,NONMETALLIC | Slotted Duct, 2m Lg, 100 x 80mm, PVC, Grey, for Electrical Cable (P8) | Substation Accessories
002400789 | RACEWAY,NONMETALLIC | Slotted Duct, 2m Lg, 80 x 60mm, PVC, Grey, for Electrical Cable (P12) | Conduit & Fittings
000030253 | RACEWAY,NONMETALLIC | Slotted Duct, 2m Lg, 40 x 60mm, PVC, Grey, for Electrical Cable (P24) | Substation Accessories
000030255 | RACEWAY,NONMETALLIC | Slotted Duct, 2m Lg, 120 x 80mm, PVC, Grey, for Electrical Cable (P8) | Substation Accessories
000030104 | RACK,CABLE | Straight Tray, 4m Lg, 150mm W, 65mm H, NEMA 12B Steel, Galv Steel | Line Support Equip
000030106 | RACK,CABLE | Straight Tray, 4m Lg, 450mm W, 65mm H, NEMA 12B Steel, Galv Steel | Line Support Equip
000030172 | RACK,CABLE | ST5 Supatray, 3m Lg, 450mm W, 75mm H, Galv Steel, ST5-450-GB | Line Support Equip
000030165 | RACK,CABLE | ST3 Supatray, 3m Lg, 600mm W, 50mm H, Galv Steel, ST3-600-HG | Line Support Equip
000030164 | RACK,CABLE | ST3 Supatray, 3m Lg, 450mm W, 50mm H, Galv Steel, ST3-450-HG | Line Support Equip
000030163 | RACK,CABLE | ST3 Supatray, 3m Lg, 300mm W, 50mm H, Galv Steel, ST3-300-HG | Line Support Equip
000030162 | RACK,CABLE | ST3 Supatray, 3m Lg, 150mm W, 50mm H, Galv Steel, ST3-150-HG | Line Support Equip
000030169 | RACK,CABLE | ST5 Supatray, 3m Lg, 600mm W, 75mm H, Galvabond, ST5-600-GB | Line Support Equip
000030168 | RACK,CABLE | ST5 Supatray, 3m Lg, 450mm W, 75mm H, Galvabond, ST5-450-GB | Line Support Equip
000030167 | RACK,CABLE | ST5 Supatray, 3m Lg, 300mm W, 75mm H, Galvabond, ST5-300-GB | Line Support Equip
000030166 | RACK,CABLE | ST5 Supatray, 3m Lg, 150mm W, 75mm H, Galvabond, ST5-150-GB | Line Support Equip
000030173 | RACK,CABLE | ST5 Supatray, 3m Lg, 600mm W, 75mm H, Galv Steel, ST5-600-GB | Line Support Equip
000030171 | RACK,CABLE | ST5 Supatray, 3m Lg, 300mm W, 75mm H, Galv Steel, ST5-300-GB | Line Support Equip
000030170 | RACK,CABLE | ST5 Supatray, 3m Lg, 150mm W, 75mm H, Galv Steel, ST5-150-GB | Line Support Equip
000030161 | RACK,CABLE | ST3 Supatray, 3m Lg, 600mm W, 50mm H, Galvabond, ST3-600-GB | Line Support Equip
000030160 | RACK,CABLE | ST3 Supatray, 3m Lg, 450mm W, 50mm H, Galvabond, ST3-450-GB | Line Support Equip
000030159 | RACK,CABLE | ST3 Supatray, 3m Lg, 300mm W, 50mm H, Galvabond, ST3-300-GB | Line Support Equip
000030158 | RACK,CABLE | ST3 Supatray, 3m Lg, 150mm W, 50mm H, Galvabond, ST3-150-GB | Line Support Equip
000030406 | RACK,CABLE | Straight Tray, 3m Lg, 600mm W, 65mm H, NEMA 12B Steel, Galv Steel | Line Support Equip
000030111 | RACK,CABLE | Straight Tray, 6m Lg, 600mm W, 65mm H, NEMA 12B Steel, Galv Steel | Line Support Equip
000030107 | RACK,CABLE | Straight Tray, 4m Lg, 600mm W, 65mm H, NEMA 12B Steel, Galv Steel | Line Support Equip
000030110 | RACK,CABLE | Straight Tray, 6m Lg, 450mm W, 65mm H, NEMA 12B Steel, Galv Steel | Line Support Equip
000030109 | RACK,CABLE | Straight Tray, 6m Lg, 300mm W, 65mm H, NEMA 12B Steel, Galv Steel | Line Support Equip
000030108 | RACK,CABLE | Straight Tray, 6m Lg, 150mm W, 65mm H, NEMA 12B Steel, Galv Steel | Line Support Equip
000030105 | RACK,CABLE | Straight Tray, 4m Lg, 300mm W, 65mm H, NEMA 12B Steel, Galv Steel | Line Support Equip
002477388 | RACK,ELEC EQUIP | MD303 RTU Mounting Kit | Substation Automated Systems
000004157 | RACK,ELEC EQUIP | Side Panel, suit FA1 & RA1, 48U, 800mm | Fabricated Metalware
000004159 | RACK,ELEC EQUIP | Side Panel, suit RA2, 48U, 600mm | Fabricated Metalware
002443349 | RACK,ELEC EQUIP | Sub-Rack, 19", 4U High Rack Mount Frame, Powder Coated Steel & Al Bars c/w Predrilled Holes, suit Areva P591 Interface Relays | Communications
002499275 | RACK,ELEC EQUIP | Outdoor, 19", 22U Swing Frame, 800 x 800 x 2000mm (2145mm), 1500W Cooling Unit, Al, IP55, c/w 2 x Battery Shelves, Front Door Right Hinge, suit | Substation Batteries
002499267 | RACK,ELEC EQUIP | Outdoor, 19", 40U Swing Frame, 800 x 800 x 2000mm (2145mm), 1500W Cooling Unit, Al, IP55, Front Door Left Hinge, suit NCS BESS 1A3 (1NC3) | Substation Batteries
002499259 | RACK,ELEC EQUIP | Outdoor, 19", 40U Swing Frame, 800 x 800 x 2000mm (2145mm), 1500W Cooling Unit, Al, IP55, Front Door Right Hinge, suit NCS BESS 1A2/1A5 (1NC2/1NC5) | Substation Batteries
002462877 | RADIATOR | Jacket Water Radiator, Hino JO8 Mechanical Parts, Dwg S-08646-0001-R0B | Remote Generation
002462885 | RADIATOR | Charge Air Radiator, Hino JO8 Mechanical Parts, Dwg S-08646-0001-R0B | Remote Generation
002473106 | RADIATOR | Jacket-Water Cooler, Scania DC13L, 072A, 326 kWb (PRP), 1.5kW 6-Pole/1,000 RPM, 50Hz, Class H Insul, WEG Motor K12A W22, 100L Motor Frame, Solder-Coated Brass | Remote Generation
002473098 | RADIATOR | Charge-Air Cooler, Scania DC13L, 072A, 326 kWb (PRP), 1.5kW 6-Pole/1,000 RPM, 50Hz, Class H Insul, WEG Motor K12A W22, 100L Motor Frame, Al Bar & Plate, Single | Remote Generation
002473114 | RADIATOR,COOLER | Fuel Cooler No 3, Scania DC13L & Hino JO8 CTI, 072A, 326 kWb (PRP), 1.5kW 6-Pole/1,000 RPM, 50Hz, Class H Insul, WEG Motor K12A W22, 100L Motor Frame, | Remote Generation
002472769 | RADIO SET | Tait P25 Portable, TP9460, Package with all P25 Options, Charger, Programming & Testing c/w Lapel Speaker/Microphone | Communications
002472603 | RADIO SET | P25 Trunked Radio, Tait TM9455 c/w Power Lead, HHCH & Mounting Cradle | Communications
002473791 | RADIO SET | Cel-Fi GO Mobile Repeater Kit, Telstra c/w CDR7195 Antenna & AD1112 SMA to FME Adapter | Communications
002483055 | RADIO SET | P25 Dual Base Station, 50W, Tait TB8100, c/w 2x Reciter, 2 x PA & 1 x PMU | Communications
002472686 | RADIO SET | Explorer Mobile Gateway, PTT Terminal Unit c/w PTT Speaker Microphone Handset | Communications
002472751 | RADIO SET | Tait P25 Portable, TP9460, Package with all P25 Options, Charger, Programming & Testing | Communications
002472595 | RADIO SET | P25 Trunked Radio Kit, Tait TM9455 c/w HHCH, Nexion NX6300 & Associated Cables, GNSS Antenna & 5m Lead | Communications
002472637 | RADIO SET | P25 Trunked Radio Kit, GME Base Unit CM60-V25P c/w Power Lead, Green UIC & Mounting Cradle, Extension Speaker, LE105 NX6300 Interface Lead, P25 Option | Communications
002491678 | RADIO UNIT,REMOTE | ODU 600v2, 8GHz, 7835-8017 TX Low, T-R 300/305.56/310/311.32/360MHz | Communications
002497832 | RADIO UNIT,REMOTE | ODU 600v2, 11GHz, 10915-11200 TX Low, T-R 490/500/520/530MHz | Communications
002491686 | RADIO UNIT,REMOTE | ODU 600v2, 8GHz, 8145-8327 TX High, T-R 300/305.56/310/311.32/360MHz | Communications
002497840 | RADIO UNIT,REMOTE | ODU 600v2, 11GHz, 11425-11705 TX High, T-R 490/500/520/530MHz | Communications
002497873 | RADIO UNIT,REMOTE | ODU 600v2, 13GHz, 12751-12891 TX Low, T-R 266MHz | Communications
002497063 | RADIO UNIT,REMOTE | XRS-370C, UHF CB Radio, 80 Channel, 5W, Bluetooth, In-Built Speaker, Magnetic Microphone Mount, Compact Diecast Metal Chassis | Communications
002497881 | RADIO UNIT,REMOTE | ODU 600v2, 13GHz, 13017-13157 TX High, T-R 266MHz | Communications
002497865 | RADIO UNIT,REMOTE | ODU 600v2, 11GHz, 11200-11505 TX High, T-R 490/500/520/530MHz | Communications
002497857 | RADIO UNIT,REMOTE | ODU 600v2, 11GHz, 10675-10975 TX Low, T-R 490/500/520/530MHz | Communications
002497824 | RADIO UNIT,REMOTE | ODU 600v2, 8GHz, 8025-8210 TX High, T-R 300/310/311.32/360MHz | Communications
002497816 | RADIO UNIT,REMOTE | ODU 600v2, 8GHz, 7700-7855 TX Low, T-R 300/310/311.32/360MHz | Communications
002497998 | RADIO UNIT,REMOTE | ODU 600v2, 13/15GHz Waveguide Transition Kit, WR62 Waveguide, UBR 140 Flange | Communications
002497980 | RADIO UNIT,REMOTE | ODU 600v2, 10/11GHz Waveguide Transition Kit, WR90 Waveguide, UDR 100 Flange | Communications
002497782 | RADIO UNIT,REMOTE | ODU 600v2, U6GHz, 6770-6980 TX High, T-R 340/345MHz | Communications
002497774 | RADIO UNIT,REMOTE | ODU 600v2, U6GHz, 6430-6640 TX Low, T-R 340/345MHz | Communications
002497972 | RADIO UNIT,REMOTE | ODU 600v2, 6GHz Waveguide Transition Kit, WR137 Waveguide, UDR 70 Flange | Communications
002491694 | RADIO UNIT,REMOTE | ODU 600v2, 7/8GHz Waveguide Transition Kit, WTM 4100/4200, WR112 Waveguide, UDR 84 Flange | Communications
002497808 | RADIO UNIT,REMOTE | ODU 600v2, U6GHz, 6930-7115 TX High, T-R 340/345MHz | Communications
002497790 | RADIO UNIT,REMOTE | ODU 600v2, U6GHz, 6590-6775 TX Low, T-R 340/345MHz | Communications
002497766 | RADIO UNIT,REMOTE | ODU 600v2, L6GHz, 6295-6420 TX High, T-R 240/252.04/266MHz | Communications
002497758 | RADIO UNIT,REMOTE | ODU 600v2, L6GHz, 6039-6175 TX Low, T-R 240/252.04/266MHz | Communications
002497741 | RADIO UNIT,REMOTE | ODU 600v2, L6GHz, 6175-6305 TX High, T-R 240/252.04/266MHz | Communications
002497733 | RADIO UNIT,REMOTE | ODU 600v2, L6GHz, 5927-6055 TX Low, T-R 240/252.04/266MHz | Communications
002434694 | RAIL,BARRICADE | Pedestrian, Retractable Barrier Bar, 1.2 to 2m Retractable/Extendable Bar Black/Yellow, fit over Standard Cone or "T" Top Bollard | Signs
000022825 | RANGE FINDER,LASER | Nikon Forestry Pro II, Three-Point Measurement System, 6 x Magnification, Back-Lit External Display, Max Range: 7.5-1600m, CR2 LI Battery | Hardware & Tools
002422939 | RATCHET | Tie Down Strap, with 2m Lg, Min 250kg SWL, AS/NZS 4380 | Height Safety
000854119 | REACTOR-TRANSFORMER | Pole Mount, 22kV 25kVAr 3 Ph Shunt | Distribution Transformers
002401978 | REACTOR-TRANSFORMER | Various Pole Mount, 19.1kV, 50kVAr, 1 Ph Shunt, NQ Spec M202 | Distribution Transformers
000854046 | REACTOR-TRANSFORMER | Pole Mount, 12.7kV 25kVAr, 1 Ph Shunt (scm) | Distribution Transformers
002405425 | REACTOR-TRANSFORMER | Pole Mount, 19.1kV, 50kVAr, 1 Ph Shunt (scm) | Distribution Transformers
000854054 | REACTOR-TRANSFORMER | Pole Mount, 19.1kV 25kVAr, 1 Ph Shunt, CA TS B23PS8/005/ESD/91, Rev D (scm) | Distribution Transformers
000003831 | RECEIVER | ROCB Signal Supervision Unit, 105V, 50Hz, suit Landis & Gyr AFLC Controller, ETS 2011/0363/T 11e | Substation
000000162 | RECEIVER | 217Hz, AFLC, Enermet, ROCB | Network Spares
000000163 | RECEIVER | 225Hz, AFLC, Enermet, ROCB | Network Spares
000000161 | RECEIVER | 317Hz, AFLC, Enermet, ROCB | Network Spares
000000164 | RECEIVER | 425Hz, AFLC, Enermet, ROCB | Network Spares
000024295 | RECEIVER | Phase Identification LV Non-Contact Receiver, for Futurepoint Systems Phase Identifier Kit | Electrical Test & Accsry Equip
002469609 | RECEIVER | Phase Identification LV Contact Receiver, for Futurepoint Systems Phase Identifier Kit | Electrical Test & Accsry Equip
002416220 | RECEIVER,ELECTRONIC | Ripple Control, 317Hz (NQ - Bowen) Multi Channel c/w 1 x Relay Fitted, TAR33HW/33AC-OL/31 Ergon Standard Program, ETS 2008/6145/T | Meters
001251002 | RECEIVER,ELECTRONIC | Ripple Control, 217Hz (NQ - Townsville) Multi Channel c/w 1 x Switch Fitted, TAR33HW/33AC-OL/31 Ergon Standard Program, ETS 2008/6145/T | Meters
002416238 | RECEIVER,ELECTRONIC | Ripple Control, 225Hz (CA) Ricontic-B, Multi Channel c/w 1 x Relay Fitted, TAR33HW/33AC-OL/31 Ergon Standard Program, ETS 2008/6145/T | Meters
001251010 | RECEIVER,ELECTRONIC | Ripple Control, 317Hz (WB) Pulsadis, Multi Channel c/w 1 x Switch Fitted, TAR33HW/33AC-OL/31 Ergon Standard Program, ETS 2008/6145/T | Meters
002416212 | RECEIVER,ELECTRONIC | Ripple Control, 217Hz (NQ - Other) Multi Channel c/w 1 x Relay Fitted, TAR33HW/33AC-OL/31 Ergon Standard Program, ETS 2008/6145/T | Meters
002416196 | RECEIVER,ELECTRONIC | Ripple Control, 317Hz (MK) Multi Channel c/w 1 x Relay Fitted, TAR33HW/33AC-OL/31 Ergon Standard Program, ETS 2008/6145/T | Meters
002416170 | RECEIVER,ELECTRONIC | Ripple Control, 425Hz (SW) Multi Channel c/w 1 x Relay Fitted, TAR33HW/33AC-OL/31 Ergon Standard Program, ETS 2008/6145/T | Meters
001251009 | RECEIVER,ELECTRONIC | Load Control, 317Hz (MK) 240V Multi Channel, c/w 3 x Relays Fitted, Type RO3.031.01, Enermet Model RO | Meters
002416246 | RECEIVER,ELECTRONIC | Ripple Control, 167Hz (SW) Multi Channel c/w 1 x Relay Fitted, TAR33HW/33AC-OL/31 Ergon Standard Program, ETS 2008/6145/T | Meters
002416204 | RECEIVER,ELECTRONIC | Ripple Control, 317Hz (FN) Multi Channel c/w 1 x Relay Fitted, TAR33HW/33AC-OL/31 Ergon Standard Program, ETS 2008/6145/T | Meters
002475556 | RECEIVER,RIPPLE CONTROL | Load Control, L350, R1100 c/w 2 x Switches & LTE Cat M Comms Module for Distribution Network | Meters
002490076 | RECEIVER,RIPPLE CONTROL | R1100, 317Hz, FN, Program 101-107, Decabit, T33/T33other/T31 c/w 1 x Switch Fitted R1 | Meters
002490092 | RECEIVER,RIPPLE CONTROL | R1100, 317Hz, NQ-B, Program 301-308, Decabit, T33/T33other/T31 c/w 1 x Switch Fitted R1 | Meters
002490118 | RECEIVER,RIPPLE CONTROL | R1100, 317Hz, MK, Program 401-408, Decabit, T33/T33other/T31 c/w 1 x Switch Fitted R1 | Meters
002490134 | RECEIVER,RIPPLE CONTROL | R1100, 317Hz, WB, Program 601-608, Pulsadis-S, T33/T33other/T31 c/w 1 x Switch Fitted R1 | Meters
002490159 | RECEIVER,RIPPLE CONTROL | R1100, SW-R, Program 790, Time Switch, T33/T33other/T31 c/w 1 x Switch Fitted R1 | Meters
002492940 | RECEIVER,RIPPLE CONTROL | R1100, 425Hz, SW, Program 720, Decabit, T33/EVSE/T31 c/w 1 x Switch Fitted R2 | Meters
002492932 | RECEIVER,RIPPLE CONTROL | R1100, 317Hz, WB, Program 622, Pulsadis-S, T33/EVSE/T31 c/w 1 x Switch Fitted R2 | Meters
002492924 | RECEIVER,RIPPLE CONTROL | R1100, 225Hz, CA, Program 519, Ricontic-B, T33/EVSE/T31 c/w 1 x Switch Fitted R2 | Meters
002492916 | RECEIVER,RIPPLE CONTROL | R1100, 317Hz, MK, Program 421, Decabit, T33/EVSE/T31 c/w 1 x Switch Fitted R2 | Meters
002492908 | RECEIVER,RIPPLE CONTROL | R1100, 217Hz, NQ-O, Program 372, Decabit, T33/EVSE/T31 c/w 1 x Switch Fitted R2 | Meters
002492890 | RECEIVER,RIPPLE CONTROL | R1100, 317Hz, NQ-B, Program 322, Decabit, T33/EVSE/T31 c/w 1 x Switch Fitted R2 | Meters
002492882 | RECEIVER,RIPPLE CONTROL | R1100, 217Hz, NQ-T, Program 225, Decabit, T33/EVSE/T31, c/w 1 x Switch Fitted R2 | Meters
002492874 | RECEIVER,RIPPLE CONTROL | R1100, 317Hz, NQ-FN, Program 126, Decabit, T33/EVSE/T31 c/w 1 x Switch Fitted R2 | Meters
002490142 | RECEIVER,RIPPLE CONTROL | R1100, 425Hz, SW, Program 701-705, Decabit, T33/T33other/T31 c/w 1 x Switch Fitted R1 | Meters
002490126 | RECEIVER,RIPPLE CONTROL | R1100, 225Hz, CA, Program 501-506, Ricontic-B, T33/T33other/T31 c/w 1 x Switch Fitted R1 | Meters
002490100 | RECEIVER,RIPPLE CONTROL | R1100, 217Hz, NQ-O, Program 351-358, Decabit, T33/T33other/T31 c/w 1 x Switch Fitted R1 | Meters
002490084 | RECEIVER,RIPPLE CONTROL | R1100, 217Hz, NQ-T, Program 201-211, Decabit, T33/T33other/T31 c/w 1 x Switch Fitted R1 | Meters
002495349 | RECEIVER,SATELLITE | OSA5422 GPS Clock Kit, RB Module, Rack Mount, 2 x 48VDC PSU, 4 x 1G SX SFP, GNSS Roof Antenna, SPD, 60m LMR400, TNC Connectors | Communications
002495331 | RECEIVER,SATELLITE | OSA5422 GPS Clock Kit, RB Module, Rack Mount, 16 x BITS Out, BNC Patch Panel, 2 x 48VDC PSU, 4 x 1G SX SFP, GNSS Roof Antenna, SPD, 60m LMR400, TNC Connectors | Communications
002495356 | RECEIVER,SATELLITE | OSA5401 GPS Clock Kit, Syncplug GNSS & PTP Grand Master SFP, GNSS Survey Antenna, SPD, 20m LMR400, TNC Connectors | Communications
002424018 | RECLOSER,AUTO | 11kV, 3 Ph, 400A, 12.5kA Cap, Vacuum Interrupting, SF6 insulated, O/door Pole Mount c/w Ctrl Cub, Insulated Cable Droppers, Aux VT 240V & HV Leads, | Protection
002424034 | RECLOSER,AUTO | 33kV, 3 Ph, 400A, 12.5kA Cap, Vacuum Interrupting, SF6 insulated, O/door Pole Mount c/w Ctrl Cub, Insulated Cable Droppers, Aux VT 240V & HV Leads, | Protection
000003383 | RECLOSER,AUTO | N15kV,12.5kA-630A Cable, Ultra ADVC Cubical c/w FlexVue HMI, FTIM Connection Cable, Top Auxiliary Tray & 12 AH Batteries, Instantaneous Power, Voltage | Substation
000104697 | RECLOSER,AUTO | Hydraulic, 11/12.7/19.1kV, SWER, 15A Coil, 30A Trip 2A2C Sequence, ETS 06-07-01 (scm) | Switchgear Distribution
000104698 | RECLOSER,AUTO | Hydraulic, 11/12.7/19.1kV, SWER, 15A Coil, 30A Trip 2A2B Sequence, ETS 06-07-01 (scm) | Switchgear Distribution
000104704 | RECLOSER,AUTO | Hydraulic, 11/12.7/19.1kV, SWER, 10A Coil, 20A Trip 1A3C Sequence, ETS 06-07-01 (scm) | Switchgear Distribution
000104693 | RECLOSER,AUTO | Hydraulic, 11/12.7/19.1kV, SWER, 10A Coil, 20A Trip 1A3B Sequence, ETS 06-07-01 (scm) | Switchgear Distribution
000104702 | RECLOSER,AUTO | Hydraulic, 11/12.7/19.1kV, SWER, 10A Coil, 20A Trip 2A2C Sequence, ETS 06-07-01 (scm) | Switchgear Distribution
000104703 | RECLOSER,AUTO | Hydraulic, 11/12.7/19.1kV, SWER, 10A Coil, 20A Trip 2A2B Sequence, ETS 06-07-01 (scm) | Switchgear Distribution
000104694 | RECLOSER,AUTO | Hydraulic, 11/12.7/19.1kV, SWER, 5A Coil, 10A Trip 1A3B Sequence, ETS 06-07-01 (scm) | Switchgear Distribution
000104699 | RECLOSER,AUTO | Hydraulic, 11/12.7/19.1kV, SWER, 5A Coil, 10A Trip 2A2B Sequence, ETS 06-07-01 (scm) | Switchgear Distribution
000104695 | RECLOSER,AUTO | Hydraulic, 11/12.7/19.1kV, SWER, 25A Coil, 50A Trip 1A3C Sequence, ETS 06-07-01 (scm) | Switchgear Distribution
002470235 | RECLOSER,AUTO | SYNCHROPHASOR RC20-S TRIAL, Sectionaliser, Load Break Switch, 22kV, 3 Ph, 400A, 12.5kA Cap, Vacuum Interrupting, O/door Pole Mount c/w | Switchgear Distribution
000104353 | RECLOSER,AUTO | 22kV c/w Ctrl Cub, 3 Ph, 630A 12.5kA Cap SF6/Vacuum to suit ext 240v supply in Substations 7m Ctrl Cable 185mm2 XLPE Pwr cable DNP 3.0 Protocol Combined Data | Protection
002483550 | RECLOSER,AUTO | 12kV, 3 Ph, 800A, 12.5kA, Tank Unit Only with SA Fitted, No VT or Control Box, EQTS 06-07-03 | Switchgear
002499366 | RECLOSER,AUTO | 19.1kV, SWER, 800A, 170kV 6kA Cap c/w Ctrl Cub, suit ext 240V Supply in Subs, Aux Supply, Surge Arrester, 9m Ctrl Cable, 20mm Dia Stem, 19.1kV /220V VT, | Switchgear Distribution
002499358 | RECLOSER,AUTO | 12.7kV, SWER, 800A, 170kV 6kA Cap c/w Ctrl Cub, suit ext 240V Supply in Subs, Aux Supply, Surge Arrester, 9m Ctrl Cable, 20mm Dia Stem, 12.7kV /220V VT, | Switchgear Distribution
002499341 | RECLOSER,AUTO | 11kV, SWER, 800A, 170kV 6kA Cap c/w Ctrl Cub, suit ext 240V Supply in Subs, Aux Supply, Surge Arrester, 9m Ctrl Cable, 20mm Dia Stem, 11kV /220V VT, | Switchgear Distribution
002403397 | RECLOSER,AUTO | NU-LEC N12 c/w Ctrl Cub,11kV, 3 Ph, 630A 12.5kA Cap SF6/Vacuum, O/door Pole Mounting w/o ext VT 7m Ctrl Cable 185mm2 XLPE Pwr cable DNP 3.0 Protocol | Protection
000104345 | RECLOSER,AUTO | 19.1kV c/w Ctrl Cub, SWER, 400A, 6kA Cap Epoxy/Vacuum, O/door Pole Mounting c/w Pole Mounting ext VT 7m Ctrl Cable, 20mm Dia Stem Terminals DNP 3.0 Protocol | Switchgear Distribution
002403399 | RECLOSER,AUTO | NU-LEC N36 c/w Ctrl Cub, 33kV, 3 Ph, 630A 12.5kA Cap SF6/Vacuum w/o ext VT 7m Ctrl Cable 185mm2 XLPE Pwr Cable DNP 3.0 Protocol Combined Data Cable N03-639 | Protection
000104161 | RECLOSER,AUTO | NU-LEC N24 c/w Ctrl Cub, 22kV, 3 Ph, 630A, 12.5kA Cap SF6/Vacuum, O/door Pole Mounting, w/o external VT 7m Ctrl Cable 185mm2 XLPE Pwr cable DNP 3.0 Protocol | Protection
002483576 | RECLOSER,AUTO | 36kV, 3 Ph, 800A, 12.5kA, Tank Unit Only with SA Fitted, No VT or Control Box, EQTS 06-07-03 | Switchgear
000104163 | RECLOSER,AUTO | NU-LEC W27 c/w Ctrl Cub, 11kV/12.7/19kV SWER, 400A, 6kA Cap Epoxy/Vacuum, O/door Pole Mount, w/out External VT 7m Ctrl Cable 20mm Dia Stem Terminals DNP | Protection
000104354 | RECLOSER,AUTO | 33kV c/w Ctrl Cub, 3 Ph, 630A,12.5kA Cap SF6/Vacuum to suit ext 240V supply in Substations 7m Ctrl Cable 185mm2 XLPE Pwr Cable DNP 3.0 Protocol Combined Data | Protection
002470243 | RECLOSER,AUTO | SYNCHROPHASOR RC20-S TRIAL, Sectionaliser, Load Break Switch, 33kV, 3 Ph, 400A, 12.5kA Cap, Vacuum Interrupting, O/door Pole Mount c/w | Switchgear Distribution
000854364 | RECLOSER,AUTO | 22kV, 3 Ph, Pole Mounted, Remotely Controllable Circuit Breaker in Accordance with Ergon Capricornia Region Iterim Technical Specification | Protection
002483568 | RECLOSER,AUTO | 24kV, 3 Ph, 630A, 12.5kA, Tank Unit Only with SA Fitted, No VT or Control Box, EQTS 06-07-03 | Switchgear
000854259 | RECLOSER,AUTO | Oil Circuit, 11/12.7/19.1kV, SWER, 5A, ETS 06-07-01 (scm) | Switchgear Distribution
002469773 | RECLOSER,AUTO | SYNCHROPHASOR RC20-S TRIAL, Sectionaliser, Load Break Switch, 11kV, 3 Ph, 400A, 12.5kA Cap, Vacuum Interrupting, O/door Pole Mount c/w | Switchgear Distribution
002469237 | RECLOSER,AUTO | Schneider E38, 38kV, 3 Ph, 800A, 16kA Vacuum Interrupter in Epoxy Housing c/w Ctrl Cub, 11m Ctrl Cable, ADVC3 Controller IOEX2 & FTIM2 Modules, 2-Hole | Switchgear Distribution
002469229 | RECLOSER,AUTO | Schneider E27, 27kV, 3 Ph, 630A, 12.5kA Vacuum Interrupter in Epoxy Housing c/w Ctrl Cub, 11m Ctrl Cable, ADVC3 Controller IOEX2 & FTIM2 Modules, 2-Hole | Switchgear Distribution
002454254 | RECLOSER,AUTO | 33kV, for Substation use, 3 Ph, 800A, 12.5kA/3 Sec, Vacuum Breaking, suit 240V External Supply c/w Ctrl Cub, 7m Ctrl Cable, 240mm2 XLPE Power Cable, DNP 3.0 | Switchgear Distribution
002454247 | RECLOSER,AUTO | 22kV, for Substation use, 3 Ph, 630A, 12.5kA/3 Sec, Vacuum Breaking, suit 240V External Supply c/w Ctrl Cub, 7m Ctrl Cable, 240mm2 XLPE Power Cable, DNP 3.0 | Switchgear Distribution
002454239 | RECLOSER,AUTO | 11kV, for Substation use, 3 Ph, 630A, 12.5kA/3 Sec, Vacuum Breaking, suit 240V External Supply c/w Ctrl Cub, 7m Ctrl Cable, 240mm2 XLPE Power Cable, DNP 3.0 | Switchgear Distribution
002454288 | RECLOSER,AUTO | Sectionaliser, Load Break Switch, 33kV, 3 Ph, 400A, 12.5kA Cap, Vacuum Interrupting, O/door Pole Mount c/w Ctrl Cub, Insulated Cable Droppers, Aux VT | Switchgear Distribution
002454270 | RECLOSER,AUTO | Sectionaliser, Load Break Switch, 22kV, 3 Ph, 400A, 12.5kA Cap, Vacuum Interrupting, O/door Pole Mount c/w Ctrl Cub, Insulated Cable Droppers, Aux VT | Switchgear Distribution
002454262 | RECLOSER,AUTO | Sectionaliser, Load Break Switch, 11kV, 3 Ph, 400A, 12.5kA Cap, Vacuum Interrupting, O/door Pole Mount c/w Ctrl Cub, Insulated Cable Droppers, Aux VT | Switchgear Distribution
000003378 | RECLOSER,AUTO | N38kV,16kA-630A Cable, Ultra ADVC Cubical c/w FlexVue HMI, FTIM Connection Cable, Top Auxiliary Tray & 12 AH Batteries, Instantaneous Power, Voltage | Substation
000003965 | RECLOSER,AUTO | N27kV,16kA-630A Cable, Ultra ADVC Cubical c/w FlexVue HMI, FTIM Connection Cable, Top Auxiliary Tray & 12 AH Batteries, Instantaneous Power, Voltage | Substation
000104696 | RECLOSER,AUTO | Hydraulic, 11/12.7/19.1kV, SWER, 25A Coil, 50A Trip 1A3B Sequence, ETS 06-07-01 (scm) | Switchgear Distribution
000104700 | RECLOSER,AUTO | Hydraulic, 11/12.7/19.1kV, SWER, 15A Coil, 30A Trip 1A3C Sequence, ETS 06-07-01 (scm) | Switchgear Distribution
000104701 | RECLOSER,AUTO | Hydraulic, 11/12.7/19.1kV, SWER, 15A Coil, 30A Trip 1A3B Sequence, ETS 06-07-01 (scm) | Switchgear Distribution
002480606 | RECLOSER,AUTO | 11kV, 3 Ph, 630A, 16kA, Vac Interrupter, IAC-AB 12.5kA/0.2sec, RC10 Controller, Gndmt, DIN C HV BSH c/w 304 S/Steel Cub & Concrete Plinth, Aux VT 11kV/240V | Switchgear Distribution
002434348 | RECLOSER,AUTO | 19.1kV, SWER, 400A, 6kA Cap c/w Ctrl Cub suit ext 240V Supply in Subs, 7m Ctrl Cable, 20mm Dia Stem Terminals DNP 3.0, ETS 06-07-02 (scm) | Switchgear Distribution
002434330 | RECLOSER,AUTO | 12.7kV, SWER, 400A, 6kA Cap c/w Ctrl Cub suit ext 240V Supply in Subs, 7m Ctrl Cable, 20mm Dia Stem Terminals DNP 3.0, ETS 06-07-02 (scm) | Switchgear Distribution
002434322 | RECLOSER,AUTO | 11kV, SWER, 400A, 6kA Cap c/w Ctrl Cub, suit ext 240V Supply in Subs, 7m Ctrl Cable, 20mm Dia Stem Terminals, DNP 3.0, ETS 06-07-02 (scm) | Switchgear Distribution
002489607 | RECTIFIER | 125/110V, Rectifier to suit Alpha Cordex Charger | Substation Batteries
002489664 | RECTIFIER | 24V, Rectifier to suit Alpha Cordex Charger | Substation Batteries
002489631 | RECTIFIER | 48V, Rectifier to suit Alpha Cordex Charger | Substation Batteries
002466092 | RECTIFIER | Compact HE Rectifier, Flatpack S, 48V/1000W, 20A | Communications
000030151 | REDUCER,CABLE RACK | Splice Plate, 150mm W, 60mm H, NEMA 12B Steel, Galv Steel | Line Support Equip
000030147 | REDUCER,CABLE RACK | Straight, 450 to 300mm W, 60mm H, NEMA 12B Steel, Galv Steel | Line Support Equip
000030145 | REDUCER,CABLE RACK | Straight, 600 to 300mm W, 60mm H, NEMA 12B Steel, Galv Steel | Line Support Equip
000030143 | REDUCER,CABLE RACK | Offset, Right Hand, 300 to 150mm W, 60mm H, NEMA 12B Steel, Galv Steel | Line Support Equip
000030134 | REDUCER,CABLE RACK | Offset, Left Hand, 600 to 150mm W, 60mm H, NEMA 12B Steel, Galv Steel | Line Support Equip
000030135 | REDUCER,CABLE RACK | Offset, Left Hand, 450 to 300mm W, 60mm H, NEMA 12B Steel, Galv Steel | Line Support Equip
000030136 | REDUCER,CABLE RACK | Offset, Left Hand, 450 to 150mm W, 60mm H, NEMA 12B Steel, Galv Steel | Line Support Equip
000030137 | REDUCER,CABLE RACK | Offset, Left Hand, 300 to 150mm W, 60mm H, NEMA 12B Steel, Galv Steel | Line Support Equip
000030138 | REDUCER,CABLE RACK | Offset, Right Hand, 600 to 450mm W, 60mm H, NEMA 12B Steel, Galv Steel | Line Support Equip
000030139 | REDUCER,CABLE RACK | Offset, Right Hand, 600 to 300mm W, 60mm H, NEMA 12B Steel, Galv Steel | Line Support Equip
000030140 | REDUCER,CABLE RACK | Offset, Right Hand, 600 to 150mm W, 60mm H, NEMA 12B Steel, Galv Steel | Line Support Equip
000030141 | REDUCER,CABLE RACK | Offset, Right Hand, 450 to 300mm W, 60mm H, NEMA 12B Steel, Galv Steel | Line Support Equip
000030142 | REDUCER,CABLE RACK | Offset, Right Hand, 450 to 150mm W, 60mm H, NEMA 12B Steel, Galv Steel | Line Support Equip
000030132 | REDUCER,CABLE RACK | Offset, Left Hand, 600 to 450mm W, 60mm H, NEMA 12B Steel, Galv Steel | Line Support Equip
000030133 | REDUCER,CABLE RACK | Offset, Left Hand, 600 to 300mm W, 60mm H, NEMA 12B Steel, Galv Steel | Line Support Equip
000030144 | REDUCER,CABLE RACK | Straight, 600 to 450mm W, 60mm H, NEMA 12B Steel, Galv Steel | Line Support Equip
000030146 | REDUCER,CABLE RACK | Straight, 600 to 150mm W, 60mm H, NEMA 12B Steel, Galv Steel | Line Support Equip
000030148 | REDUCER,CABLE RACK | Straight, 450 to 150mm W, 60mm H, NEMA 12B Steel, Galv Steel | Line Support Equip
000030153 | REDUCER,CABLE RACK | Splice Plate, 450mm W, 60mm H, NEMA 12B Steel, Galv Steel | Line Support Equip
000030150 | REDUCER,CABLE RACK | Splice Plate, 75mm W, 60mm H, NEMA 12B Steel, Galv Steel | Substation Accessories
000030149 | REDUCER,CABLE RACK | Straight, 300 to 150mm W, 60mm H, NEMA 12B Steel, Galv Steel | Line Support Equip
000030152 | REDUCER,CABLE RACK | Splice Plate, 300mm W, 60mm H, NEMA 12B Steel, Galv Steel | Line Support Equip
002476646 | REFILL,FIT TEST KIT | 3M Fit Test Solution, Bitter (Bitrex) c/w 1 x 55ml FT-31 Sensitivity Solution & 1 x 55ml FT-32 Fit Test Solution (2 x 55ml Bottles per Bag) | HS & PPE
002476653 | REFILL,FIT TEST KIT | 3M Fit Test Solution, Sweet (Saccharin) c/w 1 x 55ml FT-11 Sensitivity Solution & 1 x 55ml FT-12 Fit Test Solution (2 x 55ml Bottles per Bag) | HS & PPE
002463081 | REGULATOR,VOLTAGE | AVR, 80-270V AC Input, 50/60Hz, 80V DC Output, Hino JO8 Electrical Parts | Remote Generation
002492338 | REGULATOR,VOLTAGE | 12kV, 200A, 1Ph, Pole Mount, S/Steel, 95kV BIL, 32 Taps, 0.625% Steps, IDPT Version, w/out Control Cable & Box | Regulator
002492346 | REGULATOR,VOLTAGE | 12-24kV, 50A, 1Ph, Pole Mount, S/Steel, 150kV BIL, 32 Taps, 0.625% Steps, IDPT Version, w/out Control Cable & Box | Regulator
002472090 | REGULATOR,VOLTAGE | Pacific Volt, 1Ph, LV Regulator, 30kVA, LVR30 (scm) | Regulator
002456762 | REGULATOR,VOLTAGE | FSES, Flexi Ext Semi-Integrated Overvoltage Protection, ETS 2011/0259/T | Communications
000003270 | REGULATOR,VOLTAGE | 11kV, 300A, VR32 c/w CL6B Control & SCADA Interface | Substation
002461861 | REGULATOR,VOLTAGE | 11kV,150A, 1Ph, Pole Mount, 95kV BIL, 32 Taps, 0.625% Steps, w/out Control Cable & Box (scm) | Regulator
002492361 | REGULATOR,VOLTAGE | 12-24kV, 200A, 1Ph, Pole Mount S/Steel, 150kV BIL, 32 Taps, 0.625% Steps, IDPT Version, w/out Control Cable & Box | Regulator
002492320 | REGULATOR,VOLTAGE | 12kV, 100A, 1Ph, Pole Mount, S/Steel, 95kV BIL, 32 Taps, 0.625% Steps, IDPT Version, w/out Control Cable & Box | Regulator
002492312 | REGULATOR,VOLTAGE | 12kV, 50A, 1Ph, Pole Mount, S/Steel, 95kV BIL, 32 Taps, 0.625% Steps, IDPT Version, w/out Control Cable & Box | Regulator
002492353 | REGULATOR,VOLTAGE | 12-24kV, 100A, 1Ph, Pole Mount S/Steel, 150kV BIL, 32 Taps, 0.625% Steps, IDPT Version, w/out Control Cable & Box | Regulator
000003442 | RELAY | Socket, 10A, 300V, 11 Terminals, M3 Screw Terminal, DIN Rail Mount, Surface Mount, compatible with RR2KP & RR3PA Device | Substation Accessories
002496370 | RELAY | E-Mech, 24-240V AC/DC Ground Fault, Multi-Function Controller, Cape River East StatCom | Substation Accessories
002481760 | RELAY | Aux, High Speed, 3C/O Plug-In Relay | Substation
002471969 | RELAY | Voltage Selecting Relay, 3 Ph, 4 Wire, 110V, 50Hz, 2s Delay on Drop-off | Substation
000003345 | RELAY | Socket, 8-Pin Spade, Double Tier, Screw Termal, St George StatCom | Substation Accessories
000003338 | RELAY | Socket, 600V AC, 1A, 8-Pin Spade, Omron PTF08A-E, St George Statcom & Cape River East StatCom | Substation Accessories
000003337 | RELAY | DPDT, 24V DC Coil, 8-Pin Spade, Omron LY2N-DC24, 10 Sec Delay Max, St George Statcom & Cape River East StatCom | Substation Accessories
000003902 | RELAY | Aux, Anti Pumping, 125V DC Control Voltage, suit ALSTOM GL309 & DT1 CB (1 x per CB), JBP 10142 GRP J & K | Switchgear Substation
000003901 | RELAY | Aux, Anti Pumping, 110V DC Control Voltage, suit ALSTOM GL309 & DT1 CB (1 x per CB), JBP 10142 GRP J & K | Switchgear Substation
000003900 | RELAY | Aux, Anti Pumping, 48V DC Control Voltage, suit ALSTOM GL309 & DT1 CB (1 x per CB), JBP 10142 GRP J & K | Switchgear Substation
000003899 | RELAY | Aux, Anti Pumping, 32V DC Control Voltage, suit ALSTOM GL309 & DT1 CB (1 x per CB), JBP 10142 GRP J & K | Switchgear Substation
002496537 | RELAY | Watchdog Timer Relay for MCE, Cape River East StatCom | Substation Accessories
002480960 | RELAY | POW Controller CSD 100 Flux, 24V DC Supply, 1/5A CT Inputs | Switchgear Substation
002494482 | RELAY | Trip Circuit Supervision Relay, 50V DC, Green LED Under Normal Conditions | Substation Batteries
002468734 | RELAY | RPH3, POW Controller, 48V DC, 1A CTs | Switchgear Substation
000003436 | RELAY,ELECTROMAGNETIC | Aux, DPDT, 10A, 32V DC, Round Pin, Magnetic Latch | Substation Accessories
000003437 | RELAY,ELECTROMAGNETIC | Aux, DPDT, 10A, 48V DC, Round Pin, Magnetic Latch | Substation Accessories
000003441 | RELAY,ELECTROMAGNETIC | Aux, 3PDT, 10A, 110V DC, Round Pin, General Purpose | Substation
002463875 | RELAY,ELECTROMAGNETIC | Finder Control Relay, 24V DC, 10A, 8 Pin, Scania DC12 Canopy Parts | Remote Generation
000003440 | RELAY,ELECTROMAGNETIC | Aux, 3PDT, 10A, 48V DC, Round Pin, General Purpose | Substation
002492379 | RELAY,ELECTROMAGNETIC | Plug-In Relay, 110V DC, 4 C/O Contacts, Magnetic Arc Blowouts | Substation
000003444 | RELAY,ELECTROMAGNETIC | Aux, 10A, 120/125V DC, 4 C/O Plug-In, Blade Plug-In, Magnetic Arc Blowouts | Substation
000018085 | RELAY,ELECTROMAGNETIC | High Speed Tripping Relay, 48V DC Coil, 3 C/O Contacts, Plug-In, u/w V23 DIN Rail Relay Base | Protection Relay
000024872 | RELAY,ELECTROMAGNETIC | Omron LY2N, 2P, 48VAC Coil, 10A Nom, 2 CO Contact DPDT, Plug-In Terminals to Rail Mtd Socket, Non-Latching Aux | Remote Generation
002496404 | RELAY,ELECTROMAGNETIC | Plug-In, 4PDT, 24V DC Coil, LED for PME, Cape River East StatCom | Substation Accessories
000003445 | RELAY,ELECTROMAGNETIC | Aux, 10A, 120/125V DC, 3 C/O +1 N/C Plug-In, Blade Plug-In, Bistable Latch | Substation
002491108 | RELAY,ELECTROMAGNETIC | RIF-0-RSC-12DC/21, Pre-assembled Relay Module with Screw Connection, Relay Base with Ejector & Power Contact Relay, Contact type: 1 Changeover Contact, | Substation Accessories
002468858 | RELAY,ELECTROMAGNETIC | Aux, 10A, 48-60V DC, 4 C/O Contacts Plug-In, Blade Plug-In, Magnetic Arc Blowouts | Substation
000003341 | RELAY,ELECTROMAGNETIC | GE CB Breaker Module, Under Voltage Release, St George STATCOM | Substation Accessories
000003340 | RELAY,ELECTROMAGNETIC | 4 Ch 5-200V DC, 3A AC Input Module, OPTO-22, Snap-ODC5A-I, St George STATCOM | Substation Accessories
000003339 | RELAY,ELECTROMAGNETIC | Aux Trip Unit, 2500A, Microversa GE Breaker, St George STATCOM | Substation Accessories
000003336 | RELAY,ELECTROMAGNETIC | DPDT, 120V AC, 10A, 8-Pin Spade, REWS, 240V AC Recirculate Fans, St George StatCom | Substation Accessories
000003344 | RELAY,ELECTROMAGNETIC | 4 Ch 12-250V AC, 3A, OPTO-22 Snap-OAC5-I, St George STATCOM | Substation Accessories
000003343 | RELAY,ELECTROMAGNETIC | 4 Ch Input, 10-32V DC, OPTO-22 Snap-IDC5, St George STATCOM | Substation Accessories
000003342 | RELAY,ELECTROMAGNETIC | 4 Ch Input, 90-140V AC/DC, OPTO-22 Snap-IAC5, St George STATCOM | Substation Accessories
002463867 | RELAY,ELECTROMAGNETIC | Telemecanique Overload Relay, 690V AC, 4A, 0¿400Hz, 3 Pole, 2.5 - 4A FLC Motor Rating, Scania DC12 Canopy Parts | Remote Generation
000003443 | RELAY,ELECTROMAGNETIC | Aux, 10A, 120/125V DC, 4 C/O Plug-In, Blade Plug-In | Substation
002492494 | RELAY,ELECTROMAGNETIC | Mini Relay, 250VAC, 12VDC, 8A, 0.37kW, 8 Pin Flat, 2 Pole, 2CO, 300 Ohm, 3 Breaking/10 Making ms, 100000 Cycles, Plug-In Mount/Faston Connection, Silver | Substation Accessories
000003438 | RELAY,ELECTROMAGNETIC | Aux, DPDT, 10A, 110V DC, Round Pin, Magnetic Latch, Momentary Checkbutton | Substation Accessories
002494615 | RELAY,ELECTROMAGNETIC | Load Control Check Back Receiver, 110V or 30V Input, Frequency Measurement 100Hz - 1350Hz, Adjustable Voltage Trigger | Substation Accessories
002496941 | RELAY,ELECTROMAGNETIC | Time Delay Relay, 6P, 200-250VAC/DC, 50/60Hz, 4.5VA, 0.5s/3s Adjustable Delay, 90 x 80 x 90mm, External Mounting | Remote Generation
000018088 | RELAY,ELECTROMAGNETIC | High Speed Tripping Relay, 48V DC Coil, 7 C/O Contacts, Plug-In, u/w V93 DIN Rail Relay Base | Substation Batteries
002490381 | RELAY,ELECTROMAGNETIC | DR4---D048, High Speed Tripping Relay, 48VDC Coil, 4 C/O Contacts, Plug-In, u/w Smitt V23 DIN 35mm Rail Base | U/G Equipment
000003439 | RELAY,ELECTROMAGNETIC | Aux, 3PDT, 10A, 32V DC, Round Pin, General Purpose | Substation
002483881 | RELAY,ELECTROMAGNETIC | 24V DC Input, 1 N/O Contact, Assembled Relay Module, Push-in Connection c/w Relay Base, Ejector & Multi-layer Gold Contact Relay (Pack of 10, MOQ 10) | Communications
002460079 | RELAY,PROTECTION | Feeder Management, Directional/Non-Dir Overcurrent, Earth Fault & SEF Relay, 24/14 I/O, 24-60V DC Power Supply, 1/5A CT, DNP3 over RS485 or LC Fibre | Protection Relay
002460087 | RELAY,PROTECTION | Feeder Management, Directional/Non-Dir Overcurrent, Earth Fault & SEF Relay, 24/14 I/O, 48-250V DC Power Supply, 1/5A CT, DNP3 over RS485 or LC Fibre | Protection Relay
002466100 | RELAY,PROTECTION | 2 Terminal Line Differential, Overcurrent & Earth Fault, 10/12 I/O, 24-48V DC Power Supply, 1/5A CT, 1300nm Fibre Optic Line Comms Module, | Protection Relay
002466118 | RELAY,PROTECTION | 2 Terminal Line Differential, Overcurrent & Earth Fault, 10/12 I/O, 125-250V DC Power Supply, 1/5A CT, 1300nm Fibre Optic Line Comms Module, | Protection Relay
002460095 | RELAY,PROTECTION | Feeder Management, Directional/Non-Dir Overcurrent, Earth Fault & SEF Relay, 24/14 I/O, 24-60V DC Power Supply, 1/5A CT, DNP3 over LC Fibre Ethernet & | Protection Relay
002466134 | RELAY,PROTECTION | 3 Terminal Line Differential, Overcurrent & Earth Fault, 10/12 I/O, 125-250V DC Power Supply, 1/5A CT, 1300nm Fibre Optic Line Comms Module, | Protection Relay
002460665 | RELAY,PROTECTION | Multi-Contact Tripping Relay, 110V DC, 10 Make, 0 Break, Non-Latching Contacts c/w Non-Latching Flag | Protection Relay
002460657 | RELAY,PROTECTION | Multi-Contact Tripping Relay, 48V DC, 10 Make, 0 Break, Non-Latching Contacts c/w Non-Latching Flag | Protection Relay
002460640 | RELAY,PROTECTION | Multi-Contact Tripping Relay, 32V DC, 10 Make, 0 Break, Non-Latching Contacts c/w Non-Latching Flag | Protection Relay
002460590 | RELAY,PROTECTION | Multi-Contact Tripping Relay, 250V DC, 10 Make, 0 Break, Non-Latching Contacts c/w Latching Flag | Protection Relay
002460582 | RELAY,PROTECTION | Multi-Contact Tripping Relay, 125V DC, 10 Make, 0 Break, Non-Latching Contacts c/w Latching Flag | Protection Relay
002460574 | RELAY,PROTECTION | Multi-Contact Tripping Relay, 32V DC, 10 Make, 0 Break, Non-Latching Contacts c/w Latching Flag | Protection Relay
002460939 | RELAY,PROTECTION | High Impedance Differential, Metrosil & Resistor Module | Protection Relay
002460186 | RELAY,PROTECTION | Capacitor Bank, Overload, Unbalance, Non-Dir Overcurrent & Earth Fault, 4/6 I/O, 48-250V DC Power Supply, 1/5A CT, DNP3 over LC Fibre Ethernet & | Protection Relay
002432805 | RELAY,PROTECTION | Capacitor Bank Second Relay to be used with the Feeder Management Relay, Standard I/O, 18 - 80VDC | Protection Relay
002460731 | RELAY,PROTECTION | Multi-Contact Tripping Relay, 250V DC, 10 Make, 0 Break, Latching Contacts c/w Latching Flag | Protection Relay
002460723 | RELAY,PROTECTION | Multi-Contact Tripping Relay, 125V DC, 10 Make, 0 Break, Latching Contacts c/w Latching Flag | Protection Relay
002460715 | RELAY,PROTECTION | Multi-Contact Tripping Relay, 110V DC, 10 Make, 0 Break, Latching Contacts c/w Latching Flag | Protection Relay
002460707 | RELAY,PROTECTION | Multi-Contact Tripping Relay, 48V DC, 10 Make, 0 Break, Latching Contacts c/w Latching Flag | Protection Relay
002460699 | RELAY,PROTECTION | Multi-Contact Tripping Relay, 32V DC, 10 Make, 0 Break, Latching Contacts c/w Latching Flag | Protection Relay
002460681 | RELAY,PROTECTION | Multi-Contact Tripping Relay, 250V DC, 10 Make, 0 Break, Non-Latching Contacts c/w Non-Latching Flag | Protection Relay
002460673 | RELAY,PROTECTION | Multi-Contact Tripping Relay, 125V DC, 10 Make, 0 Break, Non-Latching Contacts c/w Non-Latching Flag | Protection Relay
002460111 | RELAY,PROTECTION | Single Phase, Non-Dir Overcurrent & Earth Fault, 4/6 I/O, 24-60V DC Power Supply, 1/5A CT, DNP3 over RS485 or LC Fibre Ethernet & IEC61850 | Protection Relay
002460491 | RELAY,PROTECTION | 2 Terminal Line Differential, Overcurrent & Earth Fault, 10/12 I/O, 125-250V DC Power Supply, 1/5A CT, 820nm Fibre Optic Line Comms Module, | Protection Relay
002460483 | RELAY,PROTECTION | 2 Terminal Line Differential, Overcurrent & Earth Fault, 10/12 I/O, 24-48V DC Power Supply, 1/5A CT, 820nm Fibre Optic Line Comms Module, | Protection Relay
002460442 | RELAY,PROTECTION | FW 7.32, Transformer Biased 3 Winding Differential, Overcurrent & 3 x REF, 16/16 I/O, 125-250V DC Pwr Supply, 1/5A CT, DNP3 over RS485 or LC Fibre | Protection Relay
002451516 | RELAY,PROTECTION | Multi-Contact Trip, 48V DC Aux Voltage, 1 Make, 16 Break Non-latching Contacts, Hand Reset Flag c/w 4M56 Case | Protection Relay
002460434 | RELAY,PROTECTION | FW 7.32, Transformer Biased 3 Winding Differential, Overcurrent & 3 x REF, 16/16 I/O, 24-48V DC Pwr Supply, 1/5A CT, DNP3 over RS485 or LC Fibre | Protection Relay
002460392 | RELAY,PROTECTION | FW 7.32, Transformer Biased 2 Winding Differential, Overcurrent & 2 x REF, 10/12 I/O, 125-250V DC Pwr Supply, 1/5A CT, DNP3 over RS485 or LC Fibre | Protection Relay
002460384 | RELAY,PROTECTION | FW 7.32, Transformer Biased 2 Winding Differential, Overcurrent & 2 x REF, 10/12 I/O, 24-48V DC Pwr Supply, 1/5A CT, DNP3 over RS485 or LC Fibre | Protection Relay
002460202 | RELAY,PROTECTION | Summated Bus, Non-Dir Overcurrent & Earth Fault, 16/16 I/O, 125-250V DC Power Supply, 1/5A CT, DNP3 over RS485 or LC Fibre Ethernet & IEC61850 HSR/PRP, | Protection Relay
002460194 | RELAY,PROTECTION | Summated Bus, Non-Dir Overcurrent & Earth Fault, 16/16 I/O, 24-48V DC Power Supply, 1/5A CT, DNP3 over RS485 or LC Fibre Ethernet & IEC61850 HSR/PRP, | Protection Relay
002407026 | RELAY,PROTECTION | Single Pole Overcurrent/Earth Fault 0.1-40 Ion Earth Current Input 48-150Vdc Aux Supply DNP3 Communications Protocol Areva Model # MiCOM P120A00F411 | Protection Relay
002407028 | RELAY,PROTECTION | Single Pole Overcurrent/Earth Fault 0.01-8 Ion Earth Current Input 48-150Vdc Aux Supply DNP3 Communications Protocol Areva Model # MiCOM P120B00F411 | Protection Relay
002440386 | RELAY,PROTECTION | Plug In Aux, 8 Blade, 48VDC, 2 Change Over Contacts | Protection Relay
002468007 | RELAY,PROTECTION | Remote I/O Device, 8/8/ I/O, 12-24V DC Power Supply, 12V DC Control, EIA-232 Mirror Bit Comms, Panel Mount | Protection Relay
002477602 | RELAY,PROTECTION | FW R502, Line Diff 3 Ended, 14/25 IO Logic, 24/48VDC Pwr, 110VDC Ctrl, 1A Ph & 1A N, 110VAC Input, 4U Rack, 850nm, DNP over RS485 or 100BaseFX Enet | Protection Relay
002473064 | RELAY,PROTECTION | FW B4C, Fdr Mgt, Dir/Non-Dir OC, EF & SEF, 16/7 I/O, 24-32VDC Pwr, 1/5A CT, DNP3 over RS485 or LC Fibre Enet & IEC61850, 4U 40TE Case | Protection Relay
002477677 | RELAY,PROTECTION | FW R502, Line Diff 3 Ended, 14/25 IO Logic, 24/48VDC Pwr, 110VDC Ctrl, 1A Ph & 1A N, 110VAC Input, 4U Rack, 1300nm, DNP over RS485 or 100BaseFX Enet | Protection Relay
002407025 | RELAY,PROTECTION | Single Pole Overcurrent/Earth Fault 0.1-40 Ion Earth Current Input 24-60V Aux Supply DNP3 Communications Protocol Areva Model # MiCOM P120A00A411 | Protection Relay
000010006 | RELAY,PROTECTION | Directional Overcurrent, Fault Locating | Protection Relay
002423507 | RELAY,PROTECTION | 2 Terminal Line Differential, standard I/O, 48-125Vdc power supply, 1A secondary input current, 48Vdc control input voltage, DNP3 | Protection Relay
002407325 | RELAY,PROTECTION | 2 Terminal line differential, for use on 110Vdc systems, Relay 48-110Vdc/Media Converter 87-250Vdc 1/5A secondary input current DNP3 communications protocol | Protection Relay
002498988 | RELAY,PROTECTION | FW R210-V3, Txf 2 Winding Biased Diff, OC & EF, 110-250VDC Pwr, 10/11 IO, 48VDC Ctrl, 1x3Ph 1A CT, 1x3Ph 5A CT, 1xN 5A CT, 1xN 5A CT, Vert Flush, DNP3 over | Protection Relay
002423531 | RELAY,PROTECTION | 2 Terminal Line Differential, standard I/O, 48-125Vdc power supply, 5A secondary input current, 125Vdc control input voltage, DNP3 | Protection Relay
002408185 | RELAY,PROTECTION | Panel Mounted Directional/NonDirectional Overcurrent & Earth Fault, Standard I/O, 24-48V DC Power Supply, 1A Ph & 0.05A Neautral Secondary Input Current, 24V DC | Protection Relay
002440394 | RELAY,PROTECTION | Plug In Aux, 8 Pin, 48VDC, 2 Change Over Contacts | Protection Relay
002497238 | RELAY,PROTECTION | FW B4C, Fdr Mgt, Dir/Non-Dir OC, EF & SEF, 16/7 I/O, 48-110VDC Pwr, 1/5A CT, 415VAC VT, DNP3 over RS485 or LC Fibre Enet & IEC61850 | Protection Relay
002497220 | RELAY,PROTECTION | FW B4C, Fdr Mgt, Dir/Non-Dir OC, EF & SEF, 16/7 I/O, 24-32VDC Pwr, 1/5A CT, 415VAC VT, DNP3 over RS485 or LC Fibre Enet & IEC61850 | Protection Relay
002473056 | RELAY,PROTECTION | FW B4C, Fdr Mgt, Dir/Non-Dir OC, EF & SEF, 16/7 I/O, 48-110VDC Pwr, 1/5A CT, DNP3 over RS485 or LC Fibre Enet & IEC61850, 4U 40TE Case | Protection Relay
002477610 | RELAY,PROTECTION | FW R502, Line Diff 3 Ended, 14/25 IO Logic, 48/125VDC Pwr, 48VDC Ctrl,1A Ph & 1A N, 110VAC Input, 4U Rack, 850nm, DNP over RS485 or 100BaseFX Enet | Protection Relay
002432904 | RELAY,PROTECTION | Frequency Load Shedding, 40 - 300V DC | Protection Relay
002432953 | RELAY,PROTECTION | Multi-Contact Trip, 250V DC Power Supply 12 Make Latching Contacts, Hand/Electrical Reset | Protection Relay
002432946 | RELAY,PROTECTION | Multi-Contact Trip, 24V DC Power Supply, 12 Make Latching Contacts, Hand/Electrical Reset | Protection Relay
002451532 | RELAY,PROTECTION | Multi-Contact Trip, 48V DC Aux Voltage, 10 Make Non-latching Contacts, Hand Reset Flag c/w 2M28 Case | Protection Relay
002468312 | RELAY,PROTECTION | GE Optional Module, 6T, 4 Form-A (no monitoring) Outputs, 8 Contact Inputs | Protection Relay
002468304 | RELAY,PROTECTION | FW7.32, GE Optional Module, 6P, 6 Form-A (current with optional voltage) Outputs, 4 Contact Inputs | Protection Relay
002468023 | RELAY,PROTECTION | Remote I/O Device, 8/8/ I/O, 48-125V DC Power Supply, 110V DC control, EIA-232 Mirror Bit Comms, 19" Rack Mount | Protection Relay
002466175 | RELAY,PROTECTION | 3 Terminal Line Differential, Overcurrent & Earth Fault, Breaker & Half Application, 16/16 I/O, 125-250V DC Power Supply, 1/5A CT, 1300nm Fibre | Protection Relay
002466167 | RELAY,PROTECTION | 3 Terminal Line Differential, Overcurrent & Earth Fault, Breaker & Half Application, 16/16 I/O, 24-48V DC Power Supply, 1/5A CT, 1300nm Fibre | Protection Relay
002458560 | RELAY,PROTECTION | Feeder Protection & Control IED, Type HBFGDAAHAAH1ANA1XG, Config G, Model REF615, Dwg Assy 602 (scm) | Protection Relay
002457331 | RELAY,PROTECTION | Model 0311C11HA4D5621, Distance, Additional 8/12 I/O, 125-250V DC Power Supply, 5A Secondary Input Current, 250V DC Control Input Voltage, DNP3 | Protection Relay
002457299 | RELAY,PROTECTION | Model 0311C11HA4D1621, Distance, Additional 8/12 I/O, 125-250V DC Power Supply, 1A Secondary Input Current, 250V DC Control Input Voltage, DNP3 | Protection Relay
002457323 | RELAY,PROTECTION | Model 0311C11HA3D5421, Distance, Additional 8/12 I/O, 48-125V DC Power Supply, 5A Secondary Input Current, 125V DC Control Input Voltage, DNP3 | Protection Relay
002457315 | RELAY,PROTECTION | Model 0311C11HA3D5221, Distance, Additional 8/12 I/O, 48-125V DC Power Supply, 5A Secondary Input Current, 48V DC Control Input Voltage, DNP3 | Protection Relay
002457307 | RELAY,PROTECTION | Model 0311C11HA2D5121, Distance, Extended 8/12 I/O, 24-48V DC Power Supply, 5A Ph & 5A Polarising, 24V Control Voltage, DNP3 Comms Protocol, | Protection Relay
002457281 | RELAY,PROTECTION | Model 0311C11HA3D1421, Distance, Additional 8/12 I/O, 48-125V DC Power Supply, 1A Secondary Input Current, 125V DC Control Input Voltage, DNP3 | Protection Relay
002457273 | RELAY,PROTECTION | Model 0311C11HA3D1221, Distance, Additional 8/12 I/O, 48-125V DC Power Supply, 1A Secondary Input Current, 48V DC Control Input Voltage, DNP3 | Protection Relay
002457265 | RELAY,PROTECTION | Model 0311C11HA2D1121, Distance, Extended 8/12 I/O, 24-48V DC Power Supply, 1A Ph & 1A Polarising, 24V Control Voltage, DNP3 Comms Protocol, | Protection Relay
002457570 | RELAY,PROTECTION | Model 035163A3D9421X1, Feeder Management Additional 8/12 I/O, 48-125V DC Power Supply, 5A Ph & 0.05A Neutral Secondary Input Current, 125V DC Control Input | Protection Relay
002457562 | RELAY,PROTECTION | Model 035163A3D922X1, Feeder Management, Additional 8/12 I/O, 48-125V DC Power Supply, 5A Ph & 0.05A Neutral Secondary Input Current, 48V DC Control Input | Protection Relay
002457554 | RELAY,PROTECTION | Model 035163A2D912X1, Feeder Management, Additional 8/12 I/O, 24-48V DC Power Supply, 5A Ph & 0.05A Neutral Secondary Input Current, 24V DC Control Input | Protection Relay
002483279 | RELAY,PROTECTION | FW B4C, Isolated Systems, 24/32V DC Pwr, 24/250V DC Logic 12/11 IO, 1A/5A, 196-560V AC Input, Flush/40TE, DNP 100Base-FX, MM LC Enet | Protection Relay
002443729 | RELAY,PROTECTION | 2 Terminal Line Differential, 16/14 I/O, 110-250VDC, 1/5A CT, DNP3 Comms Protocol 1300nm Single Mode Fibre Optic Comms Module, Model # P543317B4M0559K | Protection Relay
002443711 | RELAY,PROTECTION | 2 Terminal Line Differential, 16/14 I/O, 48-110VDC, 1/5A CT, DNP3 Comms Protocol, 1300nm Single Mode Fibre Optic Comms Module, Model # P543217B4M0559K | Protection Relay
002436079 | RELAY,PROTECTION | Feeder Management Directional/ Non-directional Overcurrent Earth Fault, SEF Relay, 12/11 I/O, 110 - 250VDC Power Supply, 1/5A CT, 415V VT with DNP 3.0 | Protection Relay
002436061 | RELAY,PROTECTION | Feeder Management Directional/ Non-directional Overcurrent Earth Fault, SEF Relay, 12/11 I/O, 48 - 110VDC Power Supply, 1/5A CT, 415V VT with DNP 3.0 | Protection Relay
002434405 | RELAY,PROTECTION | Feeder Management Directional/ Non-directional Overcurrent Earth Fault, SEF Relay, 12/11 I/O, 110 - 250VDC Power Supply, 1/5A CT, 415V VT with MODBUS | Protection Relay
002434389 | RELAY,PROTECTION | Feeder Management Directional/ Non-directional Overcurrent Earth Fault, SEF Relay, 12/11 I/O, 48 - 110VDC Power Supply, 1/5A CT, 415V VT with MODBUS | Protection Relay
002434397 | RELAY,PROTECTION | Feeder Management Directional/ Non-directional Overcurrent Earth Fault, SEF Relay, 12/11 I/O, 110 - 250VDC Power Supply, 1/5A CT with MODBUS | Protection Relay
002434371 | RELAY,PROTECTION | Feeder Management Directional/ Non-directional Overcurrent Earth Fault, SEF Relay, 12/11 I/O, 48 - 110VDC Power Supply, 1/5A CT with MODBUS | Protection Relay
002491264 | RELAY,PROTECTION | Kries IKI-35, CT-Powered, Overcurrent, Short-Circuit & Earth Fault, 24V Release, Panel Mounting, 48 x 96 x 80mm | Protection Relay
002457513 | RELAY,PROTECTION | 2 Terminal Line Differential, Overcurrent & Earth Fault, 14/25 I/O, 48-125V DC Power Supply, 5A Ph & Polarising CT, 125V DC Control, 1300nm | Protection Relay
002457505 | RELAY,PROTECTION | 2 Terminal Line Differential, Overcurrent & Earth Fault, 14/25 I/O, 48-125V DC Power Supply, 5A Ph & Polarising CT, 48V DC Control, 1300nm | Protection Relay
002457497 | RELAY,PROTECTION | 2 Terminal Line Differential, Overcurrent & Earth Fault, 14/25 I/O, 24-48V DC Power Supply, 5A Ph & Polarising CT, 24V DC Control, 1300nm | Protection Relay
002457489 | RELAY,PROTECTION | 2 Terminal Line Differential, Overcurrent & Earth Fault, 14/25 I/O, 24-125V DC Power Supply, 1A Ph & Polarising CT, 125V DC Control, 1300nm | Protection Relay
002457471 | RELAY,PROTECTION | 2 Terminal Line Differential, Overcurrent & Earth Fault, 14/25 I/O, 48-125V DC Power Supply, 1A Ph & Polarising CT, 125V DC Control, 1300nm | Protection Relay
002457463 | RELAY,PROTECTION | 2 Terminal Line Differential, Overcurrent & Earth Fault, 14/25 I/O, 24-48V DC Power Supply, 1A Ph & Polarising CT, 24V DC Control, 1300nm | Protection Relay
002457455 | RELAY,PROTECTION | 3 Terminal Line Differential, Overcurrent & Earth Fault, 14/25 I/O, 48-125V DC Power Supply, 5A Ph & Polarising CT, 125VDC Control, 850nm | Protection Relay
002457448 | RELAY,PROTECTION | 3 Terminal Line Differential, Overcurrent & Earth Fault, 14/25 I/O, 48-125V DC Power Supply, 5A Ph & Polarising CT, 48VDC Control, 850nm | Protection Relay
002457430 | RELAY,PROTECTION | 3 Terminal Line Differential, Overcurrent & Earth Fault, 14/25 I/O, 24-48V DC Power Supply, 5A Ph & Polarising CT, 24V DC Control, 850nm | Protection Relay
002457422 | RELAY,PROTECTION | FW R301, 3 Terminal Line Differential, Overcurrent & Earth Fault, 14/25 I/O, 48-125VDC Pwr, 1A Ph & Polarising CT, 125VDC Control, 850nm | Protection Relay
002457414 | RELAY,PROTECTION | FW R301, 3 Terminal Line Differential, Overcurrent & Earth Fault, 14/25 I/O, 48-125VDC Pwr, 1A Ph & Polarising CT, 48VDC Control, 850nm | Protection Relay
002457406 | RELAY,PROTECTION | 3 Terminal Line Differential, Overcurrent & Earth Fault, 14/25 I/O, 24-48V DC Power Supply, 1A Ph & Polarising CT, 24V DC Control, 850nm | Protection Relay
002457398 | RELAY,PROTECTION | 2 Terminal Line Differential, Overcurrent & Earth Fault, 14/25 I/O, 48-125V DC Power Supply, 5A Ph & Polarising CT, 125V DC Control, 850nm | Protection Relay
002457380 | RELAY,PROTECTION | 2 Terminal Line Differential, Overcurrent & Earth Fault, 14/25 I/O, 48-125V DC Power Supply, 5A Ph & Polarising CT, 48V DC Control, 850nm | Protection Relay
002457372 | RELAY,PROTECTION | 2 Terminal Line Differential, Overcurrent & Earth Fault, 14/25 I/O, 24-48V DC Power Supply, 5A Ph & Polarising CT, 24V DC Control, 850nm | Protection Relay
002432987 | RELAY,PROTECTION | Multi-Contact Trip, 24/27V, 20 Make Latching Contacts, Hand/Electrical Reset | Protection Relay
002457547 | RELAY,PROTECTION | Model 035163A3D8421X1, Feeder Management Additional 8/12 I/O, 48-125V DC Power Supply, 1A Ph & 0.05A Neutral Secondary Input Current, 125V DC Control Input | Protection Relay
002432961 | RELAY,PROTECTION | Multi-Contact Tripping Relay, 110-125V DC, 20 Make, 0 Break, Latching Contacts c/w Latching Flag (Alternate) | Protection Relay
002433001 | RELAY,PROTECTION | Multi-Contact Tripping Relay, 48-54V DC, 20 Make, 0 Break, Latching Contacts c/w Latching Flag (Alternate) | Protection Relay
002432995 | RELAY,PROTECTION | Multi-Contact Tripping Relay, 30-34V DC, 20 Make, 0 Break, Latching Contacts c/w Latching Flag (Alternate) | Protection Relay
002460772 | RELAY,PROTECTION | Multi-Contact Tripping Relay, 220-250V DC, 10 Make, 0 Break, Latching Contacts c/w Latching Flag (Alternate) | Protection Relay
002460764 | RELAY,PROTECTION | Multi-Contact Tripping Relay, 110-125V DC, 10 Make, 0 Break, Latching Contacts c/w Latching Flag (Alternate) | Protection Relay
002460756 | RELAY,PROTECTION | Multi-Contact Tripping Relay, 48-54V DC, 10 Make, 0 Break, Latching Contacts c/w Latching Flag (Alternate) | Protection Relay
002460749 | RELAY,PROTECTION | Multi-Contact Tripping Relay, 30-34V DC, 10 Make, 0 Break, Latching Contacts c/w Latching Flag (Alternate) | Protection Relay
002460632 | RELAY,PROTECTION | Multi-Contact Tripping Relay, 220-250V DC, 10 Make, 0 Break, Non-Latching Contacts c/w Latching Hand-Reset Flag (Alternate) | Protection Relay
002460624 | RELAY,PROTECTION | Multi-Contact Tripping Relay, 110-125V DC, 10 Make, 0 Break, Non-Latching Contacts c/w Latching Hand-Reset Flag (Alternate) | Protection Relay
002460616 | RELAY,PROTECTION | Multi-Contact Tripping Relay, 48-54V DC, 10 Make, 0 Break, Non-Latching Contacts c/w Latching Hand-Reset Flag (Alternate) | Protection Relay
002460608 | RELAY,PROTECTION | Multi-Contact Tripping Relay, 30-34V DC, 10 Make, 0 Break, Non-Latching Contacts c/w Latching Hand-Reset Flag (Alternate) | Protection Relay
002432920 | RELAY,PROTECTION | High Impedance Differential Protection, Voltage Operated c/w Metrosil, Setting Range 25 to 325V (50V Steps) | Protection Relay
002432912 | RELAY,PROTECTION | High Impedance Differential Protection, Voltage Operated c/w Metrosil, Setting Range 25 to 175V (25V Steps) | Protection Relay
002457539 | RELAY,PROTECTION | Model 035163A3D822X1, Feeder Management, Additional 8/12 I/O, 48-125V DC Power Supply, 1A Ph & 0.05A Neutral Secondary Input Current, 48V DC Control Input | Protection Relay
002457521 | RELAY,PROTECTION | Model 035163A2D812X1, Feeder Management, Additional 8/12 I/O, 24-48V DC Power Supply, 1A Ph & 0.05A Neutral Secondary Input Current, 24V DC Control Input | Protection Relay
002432979 | RELAY,PROTECTION | Multi-Contact Tripping Relay, 220-250V DC, 20 Make, 0 Break, Latching Contacts c/w Latching Flag (Alternate) | Protection Relay
002443117 | RELAY,PROTECTION | Remote I/O Device, 8/8/ I/O, 125-250V DC Power Supply, 250V DC Control, EIA-232 Mirror Bit Comms, Panel Mount | Protection Relay
002443109 | RELAY,PROTECTION | Remote I/O Device, 8/8/ I/O, 48-125V DC Power Supply, 125V DC Control, EIA-232 Mirror Bit Comms, Panel Mount | Protection Relay
002443091 | RELAY,PROTECTION | Remote I/O Device, 8/8/ I/O, 48-125V DC Power Supply, 48V DC Control, EIA-232 Mirror Bit Comms, Panel Mount | Protection Relay
002465714 | RELAY,PROTECTION | 3 Terminal Line Differential, Overcurrent & Earth Fault, Breaker & Half Application, 16/16 I/O, 125-250V DC Power Supply, 1/5A CT, 820nm Fibre | Protection Relay
002465706 | RELAY,PROTECTION | 3 Terminal Line Differential, Overcurrent & Earth Fault, Breaker & Half Application, 16/16 I/O, 24-48V DC Power Supply, 1/5A CT, 820nm Fibre | Protection Relay
002465698 | RELAY,PROTECTION | 2 Terminal Line Differential, Overcurrent & Earth Fault, Breaker & Half Application, 16/16 I/O, 125-250V DC Power Supply, 1/5A CT, 820nm Fibre | Protection Relay
002465680 | RELAY,PROTECTION | 2 Terminal Line Differential, Overcurrent & Earth Fault, Breaker & Half Application, 16/16 I/O, 24-48V DC Power Supply, 1/5A CT, 820nm Fibre | Protection Relay
002456028 | RELAY,PROTECTION | Distance Relay, Extended 12/12 I/O, 24 - 32V DC Power Supply, 1/5A CT, 110V VT & DNP3.0 Comms Protocol | Protection Relay
002456010 | RELAY,PROTECTION | 2 Terminal Line Differential Relay, 16/14 I/O, 24 -32V DC Power Supply, 1/5A CT, 110V VT, DNP3 Comms Protocol, 1300nm Single Mode Fibre Optic Comms | Protection Relay
002455954 | RELAY,PROTECTION | Feeder Management Directional/ Non-directional Overcurrent Earth Fault & SEF Relay, 12/11 I/O, 24 - 32V DC Power Supply, 1/5A CT, 415V VT with | Protection Relay
002455962 | RELAY,PROTECTION | Feeder Management Directional/ Non-directional Overcurrent Earth Fault & SEF Relay, 12/11 I/O, 24 - 32V DC Power Supply, 1/5A CT, 110V VT with | Protection Relay
002460954 | RELAY,PROTECTION | Remote I/O Device, 8/8/ I/O, V DC Power Supply, 24V DC Control, EIA-232 Mirror Bit Comms, Panel Mount | Protection Relay
002460319 | RELAY,PROTECTION | Low Impedance Differential, Overcurrent & Earth Fault, 24 Non-Common Inputs, 24 Outputs, 48-125V DC Power Supply, 125V DC Control & 1A CT, DNP3 over RS485 | Protection Relay
002460921 | RELAY,PROTECTION | High Impedance Differential, Resistor 0-200 Ohms, Adjustable 200W | Protection Relay
002460905 | RELAY,PROTECTION | High Impedance Differential, Resistor 0-50 Ohms, Adjustable 200W | Protection Relay
002460897 | RELAY,PROTECTION | High Impedance Differential, Metrosil, 3 Ph Type 600A/S3/I/S1195, Characteristic C=900, B=0.25 | Protection Relay
002407066 | RELAY,PROTECTION | Multi-Contact Trip, 48-66V DC Aux Voltage, 8 Latching C/O Contacts, Hand/Electrical Reset | Protection Relay
002460863 | RELAY,PROTECTION | Multi-Contact Tripping Relay, 125V DC, 20 Make, 0 Break, Latching Contacts c/w Latching Flag | Protection Relay
002460855 | RELAY,PROTECTION | Multi-Contact Tripping Relay, 110V DC, 20 Make, 0 Break, Latching Contacts c/w Latching Flag | Protection Relay
002460871 | RELAY,PROTECTION | Multi-Contact Tripping Relay, 250V DC, 20 Make, 0 Break, Latching Contacts c/w Latching Flag | Protection Relay
002462539 | RELAY,PROTECTION | uMATRIX-S Platform Voltage Regulator, 40-275V AC & 40-300V DC Aux Supply, 80-150V AC/DC Status Input Groups 1&2, UMX2V164_B Factory Loaded UMX Appl | Protection Relay
002460178 | RELAY,PROTECTION | Capacitor Bank, Overload, Unbalance, Non-Dir Overcurrent & Earth Fault, 4/6 I/O, 24-60V DC Power Supply, 1/5A CT, DNP3 over LC Fibre Ethernet & | Protection Relay
002460160 | RELAY,PROTECTION | Capacitor Bank, Overload, Unbalance, Non-Dir Overcurrent & Earth Fault, 4/6 I/O, 48-250V DC Power Supply, 1/5A CT, DNP3 over RS485 or LC Fibre | Protection Relay
002460152 | RELAY,PROTECTION | Capacitor Bank, Overload, Unbalance, Non-Dir Overcurrent & Earth Fault, 4/6 I/O, 24-60V DC Power Supply, 1/5A CT, DNP3 over RS485 or LC Fibre | Protection Relay
002460145 | RELAY,PROTECTION | Single Phase, Non-Dir Overcurrent & Earth Fault, 4/6 I/O, 48-250V DC Power Supply, 1/5A CT, DNP3 over LC Fibre Ethernet & IEC61850 HSR/PRP | Protection Relay
002460137 | RELAY,PROTECTION | Single Phase, Non-Dir Overcurrent & Earth Fault, 4/6 I/O, 24-60V DC Power Supply, 1/5A CT, DNP3 over LC Fibre Ethernet & IEC61850 HSR/PRP | Protection Relay
002460251 | RELAY,PROTECTION | GE Optional Modules, 4D, 16 Contact Inputs c/w Auto-Burnishing (max of three modules within a case) | Protection Relay
002460244 | RELAY,PROTECTION | GE Optional Module, 67, 8 Form-A (no monitoring) Outputs (single module) | Protection Relay
002460236 | RELAY,PROTECTION | GE Optional Modules, 8N, Standard 8CT c/w Enhanced Diagnostics (single module) | Protection Relay
002460228 | RELAY,PROTECTION | GE Optional Modules, 8M, Sensitive Ground 4CT/4VT c/w Enhanced Diagnostics (single module) | Protection Relay
002460210 | RELAY,PROTECTION | GE Optional Modules, 8L, Standard 4CT/4VT c/w Enhanced Diagnostics (single module) | Protection Relay
002460566 | RELAY,PROTECTION | FW 7.32, Distance, Overcurrent & Earth Fault, 16/16 I/O, 125-250VDC Pwr, 1/5A CT, DNP3 over RS485 or LC Fibre Ethernet & IEC61850 HSR/PRP | Protection Relay
002460558 | RELAY,PROTECTION | FW 7.32, Distance, Overcurrent & Earth Fault, 16/16 I/O, 24-48VDC Pwr, 1/5A CT, DNP3 over RS485 or LC Fibre Ethernet & IEC61850 HSR/PRP | Protection Relay
002460517 | RELAY,PROTECTION | 3 Terminal Line Differential, Overcurrent & Earth Fault, 10/12 I/O, 125-250V DC Power Supply, 1/5A CT, 820nm Fibre Optic Line Comms Module, | Protection Relay
002460509 | RELAY,PROTECTION | 3 Terminal Line Differential, Overcurrent & Earth Fault, 10/12 I/O, 24-48V DC Power Supply, 1/5A CT, 820nm Fibre Optic Line Comms Module, | Protection Relay
002486462 | RELAY,PROTECTION | FW H9C, Fdr Diff/Dist Dual CB, 24/32V DC Pwr, 24/250V DC Logic 24/32 IO, 1/5A, 110V AC Input, 850nm 2Ch, Flush/60TE, DNP 100Base-FX, MM LC Enet | Protection Relay
002485282 | RELAY,PROTECTION | FW 14C, Fdr Mgt, OC, EF & SEF, 5/8 I/O, SEF, 5/8 I/O, 24-250VDC Pwr, 1/5A CT, DNP3 over RS485, 4U 20TE Case | Protection Relay
002498962 | RELAY,PROTECTION | FW R210-V3, Txf 2 Winding Biased Diff, OC & EF, 110-250VDC Pwr, 2/3 IO, 48VDC Ctrl & 8/8 IO, 110VDC Ctrl, 2x3Ph 5A CT, 1xN 5A CT, Vert Flush, DNP3 over RS485 | Protection Relay
002407323 | RELAY,PROTECTION | Distance, 125-250V DC Power Supply, 1/5A Secondary Input, DNP3 Comms Protocol, Line 2, GE Multilin Model No. D60-E00-HCH-F8F-H6GMXX-PXX-UXX-WXX | Protection Relay
000010007 | RELAY,PROTECTION | Current Differential, Control Unit | Protection Relay
002477750 | RELAY,PROTECTION | FW R502, Line Diff 3 Ended, 14/25 IO Logic, 24/48VDC Pwr, 110VDC Ctrl, 5A Ph & 5A N, 110VAC Input, 4U Vert, 1300nm, DNP over RS485 or 100BaseFX Enet | Protection Relay
002407041 | RELAY,PROTECTION | Distance Standard I/O 48-125VDC Pwr, 1A Secondary Input, 48VDC Control Input Voltage, DNP3 Comms Protocol | Protection Relay
002477685 | RELAY,PROTECTION | FW R502, Line Diff 3 Ended, 14/25 IO Logic, 24/48VDC Pwr, 48VDC Ctrl, 5A Ph & 5A N, 110VAC Input, 4U Rack, 1300nm, DNP over RS485 or 100BaseFX Enet | Protection Relay
002486488 | RELAY,PROTECTION | FW H9C, Fdr Diff/Dist Dual CB, 110/250V DC Pwr, 24/250V DC Logic 24/32 IO, 1/5A, 110V AC Input, 850nm 2Ch, Flush/60TE, DNP 100Base-FX, MM LC Enet | Protection Relay
002407055 | RELAY,PROTECTION | 2 Terminal Line differential additional 8/12 I/O 48-125Vdc power supply 5A secondary input current 48Vdc control input DNP3 communciations protocol | Protection Relay
002407023 | RELAY,PROTECTION | Fdr Management & Control Additional 8/12 IO 48-125VDC Pwr, 5A Ph & 0.05A Neutral Secondary Input Current 48VDC Control Input Voltage DNP3 | Protection Relay
002477735 | RELAY,PROTECTION | FW R502, Line Diff 3 Ended, 14/25 IO Logic, 24/48VDC Pwr, 110VDC Ctrl, 1A Ph & 1A N, 110VAC Input, 4U Vert, 1300nm, DNP over RS485 or 100BaseFX Enet | Protection Relay
002477701 | RELAY,PROTECTION | FW R502, Line Diff 3 Ended, 14/25 IO Logic, 48/125VDC Pwr, 48VDC Ctrl, 5A Ph & 5A N, 110VAC Input, 4U Rack, 1300nm, DNP over RS485 or 100BaseFX Enet | Protection Relay
002498905 | RELAY,PROTECTION | FW R302, Txf 3 Winding Biased Diff, OC & EF, 110-250VDC Pwr, 10/11 IO, 110VDC Ctrl, 3x3Ph 5A CT, 1xN 5A CT, Vert Flush, DNP3 over RS232 or 100BaseFX MM | Protection Relay
002498897 | RELAY,PROTECTION | FW R302, Txf 3 Winding Biased Diff, OC & EF, 24-48VDC Pwr, 10/11 IO, 48VDC Ctrl, 3x3Ph 5A CT, 1xN 5A CT, Vert Flush, DNP3 over RS232 or 100BaseFX MM LC Fibre Enet | Protection Relay
002477628 | RELAY,PROTECTION | FW R502, Line Diff 3 Ended, 14/25 IO Logic, 24/48VDC Pwr, 48VDC Ctrl, 5A Ph & 5A N, 110VAC Input, 4U Rack, 850nm, DNP over RS485 or 100BaseFX Enet | Protection Relay
002407319 | RELAY,PROTECTION | Biased differential, 84TE ring terminal case, Additional 6I/8O, 48-250Vdc power supply, 1/5A secondary input current Switchable communications protocol | Protection Relay
002407053 | RELAY,PROTECTION | 2 Terminal Line Differential Additional 8/12 I/O 48-125V DC Pwr Supply 1A Secondary Input Current 48V DC Control Input DNP3 Communications Protocol | Protection Relay
002498954 | RELAY,PROTECTION | FW R210-V3, Txf 2 Winding Biased Diff, OC & EF, 110-250VDC Pwr, 10/11 IO, 110VDC Ctrl, 1x3Ph 1A CT, 1x3Ph 5A CT, 1xN 5A CT, Vert Flush, DNP3 over RS485 | Protection Relay
002423564 | RELAY,PROTECTION | 3 Terminal Line Differential, standard I/O, 48-125Vdc power supply, 5A secondary input current, 125Vdc control input voltage, DNP3 | Protection Relay
002407329 | RELAY,PROTECTION | 3 Terminal Line Differential for use on 125-250Vdc system/Relay 110-250Vdc/Media Converter 87-250Vdc, 1/5A seondary input current, DNP3 communications protocol | Protection Relay
002423515 | RELAY,PROTECTION | 2 Terminal Line Differential, standard I/O, 48-125Vdc power supply, 1A secondary input current, 125Vdc control input voltage, DNP3 | Protection Relay
002407013 | RELAY,PROTECTION | Directional/Non-directional Overcurrent & Earth Fault Standard I/O 48-125Vdc Power Supply 1A Ph & 0.05A Neutral Input Current 48Vdc Control Input Voltage DNP3 | Protection Relay
002477594 | RELAY,PROTECTION | FW R502, Line Diff 3 Ended, 14/25 IO Logic, 24/48VDC Pwr, 48VDC Ctrl, 1A Ph & 1A N, 110VAC Input, 4U Rack, 850nm, DNP over RS485 or 100BaseFX Enet | Protection Relay
002486876 | RELAY,PROTECTION | FW B5A, 3 Bias Txf Diff with Volts, 24/48VDC Pwr, 24/250VDC Logic 16/16 IO, 1/5A CT, 100/120V VT, Flush/60TE, DNP 100Base-FX, MM LC Enet | Protection Relay
002477693 | RELAY,PROTECTION | FW R502, Line Diff 3 Ended, 14/25 IO Logic, 24/48VDC Pwr, 110VDC Ctrl, 5A Ph & 5A N, 110VAC Input, 4U Rack, 1300nm, DNP over RS485 or 100BaseFX Enet | Protection Relay
002407035 | RELAY,PROTECTION | Biased Differential standard I/O 48-125V DC Pwr supply 5A secondary input current 2xREF elements 48V DC control input DNP3 communications | Protection Relay
002407024 | RELAY,PROTECTION | Fdr Management & Control Additional 8/12 IO 48-125VDC Pwr, 5A Ph & 0.05A Neutral Secondary Input Current 125VDC Control Input Voltage DNP3 | Protection Relay
002407015 | RELAY,PROTECTION | Directional/Non-directional Overcurrent & Earth Fault Standard I/O 48-125Vdc Power Supply 5A Ph & 0.05A Neutral Input Current 48Vdc Control Input Voltage DNP3 | Protection Relay
002423556 | RELAY,PROTECTION | 3 Terminal Line Differential, standard I/O, 48-125Vdc power supply, 1A secondary input current, 125Vdc control input voltage, DNP3 | Protection Relay
002407016 | RELAY,PROTECTION | Directional/Non-directional Overcurrent and Earth Fault standard I/O 48-125Vdc power supply 5A phase and 0.05A neutral input current 125Vdc control input | Protection Relay
002407054 | RELAY,PROTECTION | 2 Terminal Line differential additional 8/12 I/O 48-125Vdc power supply 1A secondary input current 125Vdc control input DNP3 communications protocol | Protection Relay
002477909 | RELAY,PROTECTION | Self/CT Powered, Time OC/E Relay, No Aux Voltage Required, 50/60 Hz, Requires Compatible WIC1 CTs,Settable via DIP Switches, 20 years Maintenance-Free | Protection Relay
002432722 | RELAY,PROTECTION | Biased Differential 3 Winding, 16/16 I/O, 24 - 48VDC, 1/5A HV/LV CT, REF Elements with DNP3 | Protection Relay
002485464 | RELAY,PROTECTION | FW 7.32, 2 Winding TX Diff with Volts, 125-250V DC Pwr, 24/250V DC Logic10/12 IO, 1/5A CT, 24/240V VT, DNP3 100Base-FX, MM LC Ethernet | Protection Relay
002407065 | RELAY,PROTECTION | Multi-Contact Trip, 24-33V DC Aux Voltage, 8 Latching C/O Contacts, Hand/Electrical Reset (MOQ 5) | Protection Relay
002498947 | RELAY,PROTECTION | FW R210-V3, Txf 2 Winding Biased Diff, OC & EF, 110-250VDC Pwr, 10/11 IO, 110VDC Ctrl, 2x3Ph 1A CT, 1xN 1A CT, Vert Flush, DNP3 over RS485 or 100BaseT | Protection Relay
002499200 | RELAY,PROTECTION | FW 7.32, 3 Term Line Diff Protn, OC & EF 26/12 IO, 125-250VDC Pwr, 1/5A CT,1300nm FO Line Comms Module, DNP3 over RS485 or LC Fibre Enet & IEC61850 HSR/PRP | Protection Relay
002499192 | RELAY,PROTECTION | FW 7.32, 2 Term Line Diff Protn, OC & EF 26/12 IO, 125-250VDC Pwr, 1/5A CT,1300nm FO Line Comms Module, DNP3 over RS485 or LC Fibre Enet & IEC61850 HSR/PRP | Protection Relay
002499184 | RELAY,PROTECTION | FW 7.32, 3 Term Line Diff Protn, OC & EF 26/12 IO, 125-250VDC Pwr, 1/5A CT, 820nm FO Line Comms Module, DNP3 over RS485 or LC Fibre Enet & IEC61850 HSR/PRP | Protection Relay
002499176 | RELAY,PROTECTION | FW 7.32, 2 Term Line Diff Protn, OC & EF 26/12 IO, 125-250VDC Pwr, 1/5A CT, 820nm FO Line Comms Module, DNP3 over RS485 or LC Fibre Enet & IEC61850 HSR/PRP | Protection Relay
002499168 | RELAY,PROTECTION | FW 7.32, 3 Term Line Diff Protn, OC & EF 26/12 IO, 24-48VDC Pwr, 1/5A CT, 1300nm FO Line Comms Module, DNP3 over RS485 or LC Fibre Enet & IEC61850 HSR/PRP | Protection Relay
002499150 | RELAY,PROTECTION | FW 7.32, 2 Term Line Diff Protn, OC & EF 26/12 IO, 24-48VDC Pwr, 1/5A CT, 1300nm FO Line Comms Module, DNP3 over RS485 or LC Fibre Enet & IEC61850 HSR/PRP | Protection Relay
002499143 | RELAY,PROTECTION | FW 7.32, 3 Term Line Diff Protn, OC & EF 26/12 IO, 24-48VDC Pwr, 1/5A CT, 820nm FO Line Comms Module, DNP3 over RS485 or LC Fibre Enet & IEC61850 HSR/PRP | Protection Relay
002499135 | RELAY,PROTECTION | FW 7.32, 2 Term Line Diff Protn, OC & EF 26/12 IO, 24-48VDC Pwr, 1/5A CT, 820nm FO Line Comms Module, DNP3 over RS485 or LC Fibre Enet & IEC61850 HSR/PRP | Protection Relay
002478352 | RELAY,PROTECTION | SFI Bus, Non-Dir O/C & E/F, 16/16 IO, 24-48V DC Pwr, 1/5A CT, DNP3 over RS485 or LC Fibre Ethernet & IEC61850 HSR/PRP | Protection Relay
002478360 | RELAY,PROTECTION | Summated Bus, Non-Dir O/C & E/F 16/16 IO, 125-250V DC Pwr, 1/5A CT, DNP3 over RS485 or LC Fibre Ethernet & IEC61850 HSR/PRP | Protection Relay
002478345 | RELAY,PROTECTION | GE Optional Module, 6G, 4 Form-A (voltage with optional current) Outputs, 8 Contact Inputs | Protection Relay
002483923 | RELAY,PROTECTION | Bus Diff, 3Ph, 10 - 40% 5A, 30TE Size 6, 2 Out, Hand Reset, No Resistors | Protection Relay
002483915 | RELAY,PROTECTION | Bus Diff, 3Ph, 10 - 40% 1A, 30TE Size 6, 2 Out, Hand Reset, No Resistors | Protection Relay
002490522 | RELAY,PROTECTION | FW 7.32, Line Diff 3 Ended with Volts, 125-250V DC Pwr, 24/250V DC Logic 20/14 IO, 1/5A CT, 24/240V VT, 1300nm, DNP3 100Base-FX, MM LC Ethernet | Protection Relay
002490514 | RELAY,PROTECTION | FW 7.32, Line Diff 3 Ended with Volts, 24-48V DC Pwr, 24/250V DC Logic 20/14 IO, 1/5A CT, 24/240V VT, 1300nm, DNP3 100Base-FX, MM LC Ethernet | Protection Relay
002490506 | RELAY,PROTECTION | FW 7.32, Line Diff 2 Ended with Volts, 125-250V DC Pwr, 24/250V DC Logic 20/14 IO, 1/5A CT, 24/240V VT, 1300nm, DNP3 100Base-FX, MM LC Ethernet | Protection Relay
002490498 | RELAY,PROTECTION | FW 7.32, Line Diff 2 Ended with Volts, 24-48V DC Pwr, 24/250V DC Logic 20/14 IO, 1/5A CT, 24/240V VT, 1300nm, DNP3 100Base-FX, MM LC Ethernet | Protection Relay
002490480 | RELAY,PROTECTION | FW 7.32, Line Diff 3 Ended with Volts, 125-250V DC Pwr, 24/250V DC Logic 20/14 IO, 1/5A CT, 24/240V VT, 820nm, DNP3 100Base-FX, MM LC Ethernet | Protection Relay
002490472 | RELAY,PROTECTION | FW 7.32, Line Diff 3 Ended with Volts, 24-48V DC Pwr, 24/250V DC Logic 20/14 IO, 1/5A CT, 24/240V VT, 820nm, DNP3 100Base-FX, MM LC Ethernet | Protection Relay
002490464 | RELAY,PROTECTION | FW 7.32, Line Diff 2 Ended with Volts, 125-250V DC Pwr, 24/250V DC Logic 20/14 IO, 1/5A CT, 24/240V VT, 820nm, DNP3 100Base-FX, MM LC Ethernet | Protection Relay
002490456 | RELAY,PROTECTION | FW 7.32, Line Diff 2 Ended with Volts, 24-48V DC Pwr, 24/250V DC Logic 20/14 IO, 1/5A CT, 24/240V VT, 820nm, DNP3 100Base-FX, MM LC Ethernet | Protection Relay
002476083 | RELAY,PROTECTION | FW B4D, 3 Bias Txf Diff, 5 Term, 48/110 DC Pwr, 24/250V DC Logic 24/16 IO 1/5A, 110V AC Input, Flush/60TE, DNP 100Base-FX, MM LC Enet & IEC61850 | Protection Relay
002476059 | RELAY,PROTECTION | FW B4D, 3 Bias Txf Diff, 5 Term, 24/32V DC Pwr, 24/250V DC Logic 24/16 IO 1/5A, 110V AC Input, Flush/60TE, DNP 100Base-FX, MM LC Enet & IEC61850 | Protection Relay
002476042 | RELAY,PROTECTION | FW C5B, Low Impedance Diff, 110/250V DC Pwr, 24/250V DC Logic 24/24 IO, 1/5A, Flush/80TE, DNP 100Base-FX, MM LC Enet & IEC61850 | Protection Relay
002476034 | RELAY,PROTECTION | FW C5B, Low Impedance Diff, 48/110V DC Pwr, 24/250V DC Logic 24/24 IO, 1/5A, Flush/80TE, DNP 100Base-FX, MM LC Enet & IEC61850 | Protection Relay
002476026 | RELAY,PROTECTION | FW C5B, Low Impedance Diff, 24/32V DC Pwr, 24/250V DC Logic 24/24 IO, 1/5A, Flush/80TE, DNP 100Base-FX, MM LC Enet & IEC61850 | Protection Relay
002498921 | RELAY,PROTECTION | FW R302, Txf 3 Winding Biased Diff, OC & EF, 110-250VDC Pwr, 10/11 IO, 110VDC Ctrl, 2x3Ph 1A CT, 1x3Ph 5A CT, 1xN 5A CT, Vert Flush, DNP3 over RS232 or | Protection Relay
000024046 | RELAY,PROTECTION | Line Diff, OC & Dir EF, 16/10 I/O, 48-250VDC Pwr, 1/5A CT, 850nm FO Line Comms Module, DNP3 over RS485 & 100BaseTX, 4U Case | Protection Relay
002498913 | RELAY,PROTECTION | FW R302, Txf 3 Winding Biased Diff, OC & EF, 110-250VDC Pwr, 10/11 IO, 110VDC Ctrl, 3x3Ph 1A CT, 1xN 1A CT, Vert Flush, DNP3 over RS232 or 100BaseFX MM | Protection Relay
002477719 | RELAY,PROTECTION | FW R502, Line Diff 3 Ended, 14/25 IO Logic, 48/125VDC Pwr, 110VDC Ctrl, 5A Ph & 5A N, 110VAC Input, 4U Rack, 1300nm, DNP over RS485 or 100BaseFX Enet | Protection Relay
002424869 | RELAY,PROTECTION | RMS 1TM10, Idec RR3PA-U DC 110V w/ SR3P-06 Base Power Relays & Sockets | Protection Relay
002407056 | RELAY,PROTECTION | 2 Terminal Line differential additional 8/12 I/O 48-125Vdc power supply 5A secondary input current 125Vdc control input DNP3 communications protocol | Protection Relay
002477792 | RELAY,PROTECTION | FW R502, Line Diff 3 Ended, 14/25 IO Logic, 24/48VDC Pwr, 110VDC Ctrl, 5A Ph & 5A N, 110VAC Input, 4U Vert, 850nm, DNP over RS485 or 100BaseFX Enet | Protection Relay
002423523 | RELAY,PROTECTION | 2 Terminal Line Differential, standard I/O, 48-125Vdc power supply, 5A secondary input current, 48Vdc control input voltage, DNP3 | Protection Relay
001014362 | RELAY,PROTECTION | Plug in Aux, 14 Blade, 110V DC, 4 Change Over Contacts | Protection Relay
002477784 | RELAY,PROTECTION | FW R502, Line Diff 3 Ended, 14/25 IO Logic, 24/48VDC Pwr, 48VDC Ctrl, 5A Ph & 5A N, 110VAC Input, 4U Vert, 850nm, DNP over RS485 or 100BaseFX Enet | Protection Relay
002407014 | RELAY,PROTECTION | Directional/Non-directional Overcurrent and Earth Fault standard I/O 48-125Vdc power supply 1A phase and 0.05A neutral input current 125Vdc control input | Protection Relay
002407321 | RELAY,PROTECTION | Biased differential, 84TE ring terminal case, Additional 6I/8O, 48-250Vdc power supply, 1/5A secondary input current switchable communications protocol | Protection Relay
002443794 | RELAY,PROTECTION | Media Converter, G.703 to Fibre Optic, 110-250V DC, 4U/20TE Case Size, Areva Model # P591501A0M0000A | Protection Relay
002407031 | RELAY,PROTECTION | High Impedance Differential 1A Secondary Input Current 48-150Vdc Aux Supply DNP3 Protocol Areva Model # MiCOM P121B00F411 c/w 3 Ph, 220 Ohm Stabilising Resistor & | Protection Relay
002477776 | RELAY,PROTECTION | FW R502, Line Diff 3 Ended, 14/25 IO Logic, 24/48VDC Pwr, 110VDC Ctrl, 1A Ph & 1A N, 110VAC Input, 4U Vert, 850nm, DNP over RS485 or 100BaseFX Enet | Protection Relay
002498939 | RELAY,PROTECTION | FW R210-V3, Txf 2 Winding Diff, 110-250VDC Pwr, 10/11 IO, 110VDC Logic, 5A CT, Vert Flush, DNP3 over RS485 or 100BaseT Enet | Protection Relay
002425148 | RELAY,PROTECTION | Line Distance, HV, 125/250V Power Supply 24 Digital Inputs, 22 Outputs | Protection Relay
000024047 | RELAY,PROTECTION | Line Diff, OC & Dir EF, 16/10 I/O, 24-60VDC Pwr, 1/5A CT, 850nm FO Line Comms Module, DNP3 over RS485 & 100BaseTX, 4U Case | Protection Relay
002423549 | RELAY,PROTECTION | 3 Terminal Line Differential, standard I/O, 48-125Vdc power supply, 1A secondary input current, 48Vdc control input voltage, DNP3 | Protection Relay
002486884 | RELAY,PROTECTION | FW B5A, 3 Bias Txf Diff with Volts, 48/110VDC Pwr, 24/250VDC Logic 16/16 IO, 1/5A CT, 100/120V VT, Flush/60TE, DNP 100Base-FX, MM LC Enet | Protection Relay
002440402 | RELAY,PROTECTION | Plug In Aux, 8 Pin, 110VDC, 2 Change Over Contacts | Protection Relay
002477644 | RELAY,PROTECTION | FW R502, Line Diff 3 Ended, 14/25 IO Logic, 48/125VDC Pwr, 48VDC Ctrl, 5A Ph & 5A N, 110VAC Input, 4U Rack, 850nm, DNP over RS485 or 100BaseFX Enet | Protection Relay
002485472 | RELAY,PROTECTION | FW 7.32, 2 Winding TX Diff with Volts, 24-48V DC Pwr, 24/250V DC Logic 10/12 IO, 1/5A CT, 24/240V VT, DNP3 100Base-FX, MM LC Enet & IEC61850 | Protection Relay
001014381 | RELAY,PROTECTION | Plug in Aux, 11 Pin, 110V AC, 3 Change Over Contacts, RELECO Type C3-A30-X 110V AC | Protection Relay
002483287 | RELAY,PROTECTION | FW B4C, Isolated Systems, 48/110V DC Pwr, 24/250V DC Logic 12/11 IO, 1A/5A, 196-560V AC Input, Flush/40TE, DNP 100Base-FX, MM LC Ethernet | Protection Relay
002407044 | RELAY,PROTECTION | Distance standard I/O 48-125Vdc power supply 5A secondary input current 125Vdc control input voltage DNP3 communication protocol SEL Model No. 0311C00H23254X1 | Protection Relay
002486892 | RELAY,PROTECTION | FW B5A, 3 Bias Txf Diff with Volts, 110/250VDC Pwr, 24/250VDC Logic 16/16 IO 1/5A CT, 100/120V VT, Flush/60TE, DNP 100Base-FX, MM LC Enet | Protection Relay
002407029 | RELAY,PROTECTION | Single Pole Overcurrent/Earth Fault 0.002-1 Ion Earth Current Input 24-60Vdc Aux Supply DNP3 Communications Protocol Areva Model # MiCOM P120C00A411 | Protection Relay
002407030 | RELAY,PROTECTION | Single Pole Overcurrent/Earth Fault 0.002-1 Ion Earth Curr. Input 48-150Vdc Aux Supply DNP3 Communications Protocol Areva Model # MiCOM P120C00F411 | Protection Relay
002425692 | RELAY,PROTECTION | Line Differential, suit 110V DC Systems, 1/5A Secondary Input Current, 48-10V DC Relay, DNP3 Comms Protocol, AREVA Model No. MiCOM P543211A4M0300J | Protection Relay
002407022 | RELAY,PROTECTION | Fdr Management & Control Additional 8/12 IO 48-125VDC Pwr, 1A Ph & 0.05A Neutral Secondary Input Current 125VDC Control Input Voltage DNP3 | Protection Relay
002477743 | RELAY,PROTECTION | FW R502, Line Diff 3 Ended, 14/25 IO Logic, 24/48VDC Pwr, 48VDC Ctrl, 5A Ph & 5A N, 110VAC Input, 4U Vert, 1300nm, DNP over RS485 or 100BaseFX Enet | Protection Relay
002498970 | RELAY,PROTECTION | FW R210-V3, Txf 2 Winding Biased Diff, OC & EF, 110-250VDC Pwr, 10/11 IO, 48VDC Ctrl, 2x3Ph 1A CT, 1xN 1A CT, Vert Flush, DNP3 over RS485 or 100BaseT Enet | Protection Relay
002407324 | RELAY,PROTECTION | 2 Terminal Line Differential, for use on Systems to 48VDC, Relay 24-48VDC/Media Converter 19-60VDC, 1/5A Secondary Input Current DNP3 Comms Protocol, | Protection Relay
002477651 | RELAY,PROTECTION | FW R502, Line Diff 3 Ended, 14/25 IO Logic, 48/125VDC Pwr, 48VDC Ctrl, 1A Ph & 1A N, 110VAC Input, 4U Rack, 1300nm, DNP over RS485 or 100BaseFX Enet | Protection Relay
002407326 | RELAY,PROTECTION | 2 Terminal line differential, for use on 125-250Vdc systems, Relay 110-250Vdc Media converter 87-250Vdc 1/5A secondary input current, DNP3 communications | Protection Relay
002477669 | RELAY,PROTECTION | FW R502, Line Diff 3 Ended, 14/25 IO Logic, 24/48VDC Pwr, 48VDC Ctrl, 1A Ph & 1A N, 110VAC Input, 4U Rack, 1300nm, DNP over RS485 or 100BaseFX Enet | Protection Relay
001014382 | RELAY,PROTECTION | Plug in Aux, 11 Pin, 110V DC, 3 Change Over Contacts | Protection Relay
002425130 | RELAY,PROTECTION | Line Distance, LV, 24/48V Power Supply, 24 Digital Inputs, 22 Outputs | Protection Relay
002407042 | RELAY,PROTECTION | Distance standard I/O 48-125Vdc power supply 1A secondary input current 125Vdc control input voltage DNP3 communication protocol SEL Model No. 0311C00H23214X1 | Protection Relay
002498889 | RELAY,PROTECTION | FW R302, Txf 3 Winding Biased Diff, OC & EF, 24-48VDC Pwr, 10/11 IO, 24VDC Ctrl, 3x3Ph 5A CT, 1xN 5A CT, Vert Flush, DNP3 over RS232 or 100BaseFX MM LC Fibre Enet | Protection Relay
002477636 | RELAY,PROTECTION | FW R502, Line Diff 3 Ended, 14/25 IO Logic, 24/48VDC Pwr, 110VDC Ctrl, 5A Ph & 5A N, 110VAC Input, 4U Rack, 850nm, DNP over RS485 or 100BaseFX Enet | Protection Relay
002407034 | RELAY,PROTECTION | Biased Differential standard I/O 48-125V DC Pwr supply 1A secondary input current 2xREF elements 125V DC control input DNP3 communications | Protection Relay
002477727 | RELAY,PROTECTION | FW R502, Line Diff 3 Ended, 14/25 IO Logic, 24/48VDC Pwr, 48VDC Ctrl, 1A Ph & 1A N, 110VAC Input, 4U Vert, 1300nm, DNP over RS485 or 100BaseFX Enet | Protection Relay
000010005 | RELAY,PROTECTION | Line Differential, 125 - 250V, 0.7A/100 - 240, 50/60Hz, UR Series | Protection Relay
002407027 | RELAY,PROTECTION | Single Pole Overcurrent/Earth Fault 0.01-8 Ion Earth Current Input 24-60Vdc Aux Supply DNP3 Communications Portocol Areva Model # MiCOM P120B00A411 | Protection Relay
002407033 | RELAY,PROTECTION | Biased Differential standard I/O 48-125Vdc power supply 1A secondary input current 2xREF elements 48Vdc control input DNP3 communications | Protection Relay
002407018 | RELAY,PROTECTION | Fdr Management & Control Standard I/O 48-125VDC Pwr, 1A Ph & 0.05A Neutral Secondary Input Current 125VDC Control Input Voltage DNP3 | Protection Relay
002477768 | RELAY,PROTECTION | FW R502, Line Diff 3 Ended, 14/25 IO Logic, 24/48VDC Pwr, 48VDC Ctrl, 1A Ph & 1A N, 110VAC Input, 4U Vert, 850nm, DNP over RS485 or 100BaseFX Enet | Protection Relay
002407052 | RELAY,PROTECTION | 2 Terminal Line differential standard I/O 48-125Vdc power supply 5A secondary input curr. 125Vdc control input voltage DNP3 communications protocol | Protection Relay
002476018 | RELAY,PROTECTION | FW H9C, Fdr Diff, Dual CB, 110/250V DC Pwr, 24/250V DC Logic 16/14 IO, 1/5A, 110V AC Input, 1300nm 1Ch, Flush/60TE, DNP 100Base-FX, MM LC Enet | Protection Relay
002476000 | RELAY,PROTECTION | FW H9C, Fdr Diff, Dual CB, 48/110V DC Pwr, 24/250V DC Logic 16/14 IO, 1/5A, 110V AC Input, 1300nm 1Ch, Flush/60TE, DNP 100Base-FX, MM LC Enet | Protection Relay
002475994 | RELAY,PROTECTION | FW H9C, Fdr Diff, Dual CB, 24/32V DC Pwr, 24/250V DC Logic 16/14 IO, 1/5A, 110V AC Input, 1300nm 1Ch, Flush/60TE, DNP 100Base-FX, MM LC Enet | Protection Relay
002475986 | RELAY,PROTECTION | FW H9C, Fdr Diff, Dual CB, 110/250V DC Pwr, 24/250V DC Logic 16/14 IO, 1/5A, 110V AC Input, 850nm 2Ch, Flush/60TE, DNP 100Base-FX, MM LC Enet | Protection Relay
002475978 | RELAY,PROTECTION | FW H9C, Fdr Diff, Dual CB, 48/110V DC Pwr, 24/250V DC Logic 16/14 IO, 1/5A, 110V AC Input, 850nm 2Ch, Flush/60TE, DNP 100Base-FX, MM LC Enet | Protection Relay
002475960 | RELAY,PROTECTION | FW H9C, Fdr Diff, Dual CB, 24/32V DC Pwr, 24/250V DC Logic 16/14 IO, 1/5A, 110V AC Input, 850nm 2Ch, Flush/60TE, DNP 100Base-FX, MM LC Enet | Protection Relay
002475952 | RELAY,PROTECTION | FW H9C, Fdr Diff, 110/250V DC Pwr, 24/250V DC Logic 16/14 IO, 1/5A, 110V AC Input, 1300nm 2Ch, Flush/60TE, DNP 100Base-FX, MM LC Enet | Protection Relay
002475945 | RELAY,PROTECTION | FW H9C, Fdr Diff, 48/110V DC Pwr, 24/250V DC Logic 16/14 IO, 1/5A, 110V AC Input, 1300nm 2Ch, Flush/60TE, DNP 100Base-FX, MM LC Enet | Protection Relay
002475937 | RELAY,PROTECTION | FW H9C, Fdr Diff, 24/32V DC Pwr, 24/250V DC Logic 16/14 IO, 1/5A, 110V AC Input, 1300nm 2Ch, Flush/60TE, DNP 100Base-FX, MM LC Enet | Protection Relay
002475929 | RELAY,PROTECTION | FW H9C, Fdr Diff, 110/250V DC Pwr, 24/250V DC Logic 16/14 IO, 1/5A, 110V AC Input, 1300nm 1Ch, Flush/60TE, DNP 100Base-FX, MM LC Enet | Protection Relay
002475911 | RELAY,PROTECTION | FW H9C, Fdr Diff, 48/110V DC Pwr, 24/250V DC Logic 16/14 IO, 1/5A, 110V AC Input, 1300nm 1Ch, Flush/60TE, DNP 100Base-FX, MM LC Enet | Protection Relay
002475903 | RELAY,PROTECTION | FW H9C, Fdr Diff, 24/32V DC Pwr, 24/250V DC Logic 16/14 IO, 1/5A, 110V AC Input, 1300nm 1Ch, Flush/60TE, DNP 100Base-FX, MM LC Enet | Protection Relay
002475895 | RELAY,PROTECTION | FW H9C, Fdr Diff, 110/250V DC Pwr, 24/250V DC Logic 16/14 IO, 1/5A, 110V AC Input, 850nm 2Ch, Flush/60TE, DNP 100Base-FX, MM LC Enet | Protection Relay
002475887 | RELAY,PROTECTION | FW H9C, Fdr Diff, 48/110V DC Pwr, 24/250V DC Logic 16/14 IO, 1/5A, 110V AC Input, 850nm 2Ch, Flush/60TE, DNP 100Base-FX, MM LC Enet | Protection Relay
002475879 | RELAY,PROTECTION | FW H9C, Fdr Diff, 24/32V DC Pwr, 24/250V DC Logic, 16/14 IO, 1/5A, 110V AC Input, 850nm 2Ch, Flush/60TE, DNP 100Base-FX, MM LC Enet | Protection Relay
002475861 | RELAY,PROTECTION | FW B4D, 3 Bias Txf Diff, 110/250V DC Pwr 24/250V DC Logic 16/16 IO, 1/5A, Flush/60TE, DNP 100Base-FX, MM LC Enet | Protection Relay
002475853 | RELAY,PROTECTION | FW B4D, 3 Bias Txf Diff, 48/110V DC Pwr, 24/250V DC Logic 16/16 IO, 1/5A, Flush/60TE, DNP 100Base-FX, MM LC Enet | Protection Relay
002475846 | RELAY,PROTECTION | FW B4D, 3 Bias Txf Diff, 24/32V DC Pwr, 24/250V DC Logic 16/16 IO, 1/5A, Flush/60TE, DNP 100Base-FX, MM LC Enet | Protection Relay
002475838 | RELAY,PROTECTION | FW B4D, 2 Bias Txf Diff, 110/250V DC Pwr 24/250V DC Logic 12/12 IO, 1/5A, Flush/60TE, DNP 100Base-FX, MM LC Enet | Protection Relay
002475820 | RELAY,PROTECTION | FW B4D, 2 Bias Txf Diff, 48/110V DC Pwr, 24/250V DC Logic 12/12 IO, 1/5A, Flush/60TE, DNP 100Base-FX, MM LC Enet | Protection Relay
002475812 | RELAY,PROTECTION | FW B4D, 2 Bias Txf Diff, 24/32V DC Pwr, 24/250V DC Logic 12/12 IO, 1/5A, Flush/60TE, DNP 100Base-FX, MM LC Enet | Protection Relay
002477248 | RELAY,PROTECTION | MICOM Px4x Board, Second Rear Courier Port, Hardware Option 7 (board only) | Protection Relay
002498780 | RELAY,PROTECTION | 3 Term Line Diff Protn, OC & EF, 8/12 IO 48-125VDC Pwr, 5A Ph & Polarising CT, 110VDC Ctrl, 4U Rack, Vert, 2x1300nm FO Line Comms Module, DNP3 over RS485 | Protection Relay
002473049 | RELAY,PROTECTION | FW B4C, Fdr Mgt, Dir/Non-Dir OC, EF & SEF, 12/11 I/O, 110-250VDC Pwr, 1/5A CT, DNP3 over RS485 or LC Fibre Enet & IEC61850 | Protection Relay
002473031 | RELAY,PROTECTION | FW B4C, Fdr Mgt, Dir/Non-Dir OC, EF & SEF, 12/11 I/O, 48-110VDC Pwr, 1/5A CT, DNP3 over RS485 or LC Fibre Enet & IEC61850 | Protection Relay
002473023 | RELAY,PROTECTION | FW B4C, Fdr Mgt, Dir/Non-Dir OC, EF & SEF, 12/11 I/O, 24-32VDC Pwr, 1/5A CT, DNP3 over RS485 or LC Fibre Enet & IEC61850 | Protection Relay
002473767 | RELAY,PROTECTION | FW 7.32, Transformer Biased 4 Winding Differential, 16/16 I/O, 125-250V DC Pwr Supply, 1/5A CT, DNP3 over RS485 or LC Fibre Ethernet & IEC61850 | Protection Relay
002473759 | RELAY,PROTECTION | FW 7.32, Transformer Biased 4 Winding Differential, 16/16 I/O, 24-48V DC Pwr Supply, 1/5A CT, DNP3 over RS485 or LC Fibre Ethernet & IEC61850 | Protection Relay
002474161 | RELAY,PROTECTION | FW R502, Line Diff 3 Ended, 14/25 IO Logic, 48/125VDC Pwr, 110VDC Ctrl, 5A Ph & 5A N, 110VAC Input, 4U Rack, 850nm DNP over RS485 or 100BASEFX Ethernet | Protection Relay
002474153 | RELAY,PROTECTION | FW R502, Line Diff 3 Ended, 14/25 IO Logic, 48/125VDC Pwr, 110VDC Ctrl, 1A Ph & 1A N, 110VAC Input, 4U Rack, 850nm, DNP over RS485 or 100BASEFX Ethernet | Protection Relay
002474187 | RELAY,PROTECTION | FW 7.32, GE Optional Module, A5, Line Differential, L90, Dual CB Processor | Protection Relay
002488070 | RELAY,PROTECTION | FW R313-V2, Low Z DIFF, 48-125VDC PWR, 125VDC Logic 24/24 I/O, 5A CT, 9U Case, DNP3 100Base-FX MM LC ENET | Protection Relay
002488062 | RELAY,PROTECTION | FW R313-V2, Low Z DIFF, 48-125VDC PWR, 110VDC Logic 24/24 I/O, 5A CT, 9U Case, DNP3 100Base-FX MM LC ENET | Protection Relay
002488054 | RELAY,PROTECTION | FW R313-V2, Low Z DIFF, 48-125VDC PWR, 110VDC Logic 24/24 I/O, 1A CT, 9U Case, DNP3 100Base-FX MM LC ENET | Protection Relay
002488047 | RELAY,PROTECTION | FW R313-V2, Low Z DIFF, 48-125VDC PWR, 48VDC Logic 24/24 I/O, 5A CT, 9U Case, DNP3 100Base-FX MM LC ENET | Protection Relay
002488039 | RELAY,PROTECTION | FW R313-V2, Low Z DIFF, 48-125VDC PWR, 48VDC Logic 24/24 I/O, 1A CT, 9U Case, DNP3 100Base-FX MM LC ENET | Protection Relay
002488021 | RELAY,PROTECTION | FW R313-V2, Low Z DIFF, 24-48VDC PWR, 24VDC Logic 24/24 I/O, 5A CT, 9U Case, DNP3 100Base-FX MM LC ENET | Protection Relay
002488013 | RELAY,PROTECTION | FW R313-V2, Low Z DIFF, 24-48VDC PWR, 24VDC Logic 24/24 I/O, 1A CT, 9U Case, DNP3 100Base-FX MM LC ENET | Protection Relay
002468015 | RELAY,PROTECTION | Remote I/O Device, 8/8/ I/O, 48-125V DC Power Supply, 110V DC Control, EIA-232 Mirror Bit Comms, Panel Mount | Protection Relay
002486843 | RELAY,PROTECTION | FW R313-V2, Low Impedance Diff, 48-125V DC Pwr, 125V DC Logic 24/24 I/O, 1A CT, DNP3 100BASE-FX, MM LC Enet | Protection Relay
002474179 | RELAY,PROTECTION | FW 7.32, GE Optional Module, AM, Trans Differential, T60, 4 Winding Processor | Protection Relay
002489185 | RELAY,PROTECTION | FW5.0 FP1 Ver 5.1.23, Distribution Fdr Protn, Dir/Non-Dir OC, EF & SEF Relay, 16/10 IO, 24-60VDC Pwr, 1/5A CT, DNP3 over 2 x LC Fibre Enet & IEC61850 | Protection Relay
002493211 | RELAY,PROTECTION | FW 5.1.11, Line Diff, 16/10 IO, 24/60VDC Pwr, 1/5A CT, 850nm MMOF Line Comms Module, DNP3 over 100BaseFX (LC), 4U Case, IEC61850 Ed2 | Protection Relay
002489177 | RELAY,PROTECTION | FW5.0 FP1 Ver 5.1.23, Distribution Fdr Protn, Dir/Non-Dir OC, EF & SEF Relay, 16/10 IO, 100-240VDC Pwr, 1/5A CT, DNP3 over 2 x LC Fibre Enet & IEC61850 | Protection Relay
000023998 | RELAY,PROTECTION | Line Diff, OC & Dir EF, 16/10 I/O, 48-250VDC Pwr, 1/5A CT, 1300nm FO Line Comms Module, DNP3 over RS485 & 100BaseTX, 4U Case | Protection Relay
002432797 | RELAY,PROTECTION | Biased Differential 3 Winding, Extended 8/12 I/O, 48/125VDC, 5A Ph & 5A Neutral, 48V Control Voltage, REF Elements, DNP3 Communications Protocol | Protection Relay
002432789 | RELAY,PROTECTION | Biased Differential 3 Winding, Extended 8/12 I/O, 48/125VDC, 5A Ph & 5A Neutral, 125V Control Voltage, REF Elements, DNP3 Communications Protocol | Protection Relay
002432771 | RELAY,PROTECTION | Biased Differential 3 Winding, Extended 8/12 I/O, 48/125VDC, 1A Ph & 1A Neutral, 48V Control Voltage, REF Elements, DNP3 Communications Protocol | Protection Relay
002432763 | RELAY,PROTECTION | Biased Differential 3 Winding, Extended 8/12 I/O, 48/125VDC, 1A Ph & 1A Neutral, 125V Control Voltage, REF Elements, DNP3 Communications Protocol | Protection Relay
002432755 | RELAY,PROTECTION | Biased Differential 3 Winding, Extended 8/12 I/O, 24/48VDC, 5A Ph & 5A Neutral, 24V Control Voltage, REF Elements, DNP3 Communications Protocol | Protection Relay
002432748 | RELAY,PROTECTION | Biased Differential 3 Winding, Extended 8/12 I/O, 24/48VDC, 1A Ph & 1A Neutral, 24V Control Voltage, REF Elements, DNP3 Communications Protocol | Protection Relay
002432706 | RELAY,PROTECTION | Biased Differential 2 Winding, Extended 8/12 I/O, 24/48VDC, 5A Ph & 5A Neutral, 24V Control Voltage, 2 x REF Elements, DNP3 Communications Protocol | Protection Relay
002432698 | RELAY,PROTECTION | Biased Differential 2 Winding, Extended 8/12 I/O, 24/48VDC, 1A Ph & 1A Neutral, 24V Control Voltage, 2 x REF Elements, DNP3 Communications Protocol | Protection Relay
002423499 | RELAY,PROTECTION | Media Converter G.703 to C37.94 Fibre Optic, 18-300V DC & 85-264V AC Power Supply, Rack Mount Bracket | Protection Relay
002407040 | RELAY,PROTECTION | Biased Differential, Additional 8/12 I/O 48-125Vdc Power Supply, 5A Secondary Input Current 2xREF Elements 125Vdc Control Input, DNP3 Communications | Protection Relay
002407039 | RELAY,PROTECTION | Biased Differential, Additional 8/12 I/O 48-125Vdc Power Supply, 5A Secondary Input Current 2xREF Elements, 48Vdc Control Input, DNP3 Communications | Protection Relay
002407038 | RELAY,PROTECTION | Biased Differential, Additional 8/12 I/O 48-125Vdc Power Supply, 1A Secondary Input Current 2xREF Elements 125Vdc Control Input, DNP3 Communications | Protection Relay
002407037 | RELAY,PROTECTION | Biased Differential, Additional 8/12 I/O 48-125V DC Power Supply, 1A Secondary Input Current 2xREF Elements, 48V DC Control Input, DNP3 Comms Protocol | Protection Relay
002486470 | RELAY,PROTECTION | FW H9C, Fdr Diff/Dis Dual CB, 48/110V DC Pwr, 24/250V DC Logic 24/32 IO, 1/5A, 110V AC Input, 850nm 2Ch, Flush/60TE, DNP 100Base-FX, MM LC Enet | Protection Relay
002432821 | RELAY,PROTECTION | Distance, Extended 12/12 I/O, 110 - 250VDC Power Supply, 1/5A CT and DNP3 Communications Protocol | Protection Relay
002432847 | RELAY,PROTECTION | Distance, 48/110V DC Pwr, Extended 12/12 IO, 1/5A CT & DNP3 Comms Protocol | Protection Relay
002432938 | RELAY,PROTECTION | Media Converter, G.703 to C37.94 Fibre Optic, 19 - 300V DC | Protection Relay
002432581 | RELAY,PROTECTION | 1Ph Overcurrent & Earth Fault Relay, Standard I/O, 24 - 250VDC Power Supply, 1/5A CT, P120C | Protection Relay
002432573 | RELAY,PROTECTION | 1Ph Overcurrent & Earth Fault Relay, Standard I/O, 24 - 250VDC Power Supply, 1/5A CT, P120B | Protection Relay
002491942 | RELAY,PROTECTION | Bus Diff, 3Ph, 10-40% Set, 30TE Size 6, 2 Out, Hand Reset, 5A CT Rating (5A variant), c/w Resistors | Protection Relay
002493203 | RELAY,PROTECTION | FW 5.1.11, Line Diff, 16/10 IO, 48/250VDC Pwr, 1/5A CT, 850nm MMOF Line Comms Module, DNP3 over 100BaseFX (LC), 4U Case, IEC61850 Ed2 | Protection Relay
002493237 | RELAY,PROTECTION | FW 5.1.11, Line Diff, 16/10 IO, 24/60VDC Pwr, 1/5A CT, 1300nm SMOF Line Comms Module, DNP3 over 100BaseFX (LC), 4U Case, IEC61850 Ed2 | Protection Relay
002493229 | RELAY,PROTECTION | FW 5.1.11, Line Diff, 16/10 IO, 48/250VDC Pwr, 1/5A CT, 1300nm SMOF Line Comms Module, DNP3 over 100BaseFX (LC), 4U Case, IEC61850 Ed2 | Protection Relay
002451565 | RELAY,PROTECTION | 2 Element 2HSM512, 125V DC, 5 N/O Contacts per Element, Self-reset High Speed Contacts, Hand Reset Flag c/w 2M28 case | Protection Relay
002451557 | RELAY,PROTECTION | 2 Element 2HSM512, 48V DC, 5 N/O Contacts per Element, Self-reset High Speed Contacts, Hand Reset Flag c/w 2M28 case | Protection Relay
002491934 | RELAY,PROTECTION | Bus Diff, 3Ph, 10-40% Set, 30TE Size 6, 2 Out, Hand Reset, 1A CT Rating (1A variant), c/w Resistors | Protection Relay
002407067 | RELAY,PROTECTION | Multi-Contact Trip, 100-137V DC Aux Voltage, 8 Latching C/O Contacts, Hand/Electrical Reset | Protection Relay
002443141 | RELAY,PROTECTION | Remote I/O Device, 8/8/ I/O, 125-250V DC Power Supply, 250V DC Control, EIA-232 Mirror Bit Comms, 19" Rack Mount | Protection Relay
002443133 | RELAY,PROTECTION | Remote I/O Device, 8/8/ I/O, 48-125V DC Power Supply, 125V DC Control, EIA-232 Mirror Bit Comms, 19" Rack Mount | Protection Relay
002443125 | RELAY,PROTECTION | Remote I/O Device, 8/8/ I/O, 48-125V DC Power Supply, 48V DC Control, EIA-232 Mirror Bit Comms, 19" Rack Mount | Protection Relay
002407310 | RELAY,PROTECTION | Multi-Contact Trip, 32V DC Aux Voltage, 12 Make Latching Contacts, Hand/Electrical Reset | Protection Relay
002407331 | RELAY,PROTECTION | Multi-Contact Trip, 48V DC Aux Voltage, 12 Make Latching Contacts, Hand/Electrical Reset | Protection Relay
002407330 | RELAY,PROTECTION | Multi-Contact Trip, 110V DC Aux Voltage, 12 Make Latching Contacts, Hand/Electrical Reset | Protection Relay
002407333 | RELAY,PROTECTION | Multi Contact Trip, 125V DC Aux Voltage, 12 Make Latching Contacts, Hand/Electrical Reset | Protection Relay
002407318 | RELAY,PROTECTION | High Impedance Differential Protection, Voltage Operated, Setting Range 25-115V (15V Steps) 32V DC Aux Supply c/w Metrosil & Tripping Relay | Protection Relay
002407317 | RELAY,PROTECTION | High Impedance Differential Protection, Voltage Operated, Setting Range 25-115V (15V Steps) 48V DC Aux Supply c/w Metrosil & Tripping Relay | Protection Relay
002407316 | RELAY,PROTECTION | High Impedance Differential Protection, Voltage Operated, Setting Range 25-115V (15V Steps) 110V DC Aux Supply c/w Metrosil & Tripping Relay | Protection Relay
002407315 | RELAY,PROTECTION | High Impedance Differential Protection, Voltage Operated, Setting Range 25-115V (15V Steps) 125V DC Aux Supply c/w Metrosil & Tripping Relay | Protection Relay
002407314 | RELAY,PROTECTION | High Impedance Differential Protection, Voltage Operated, Setting Range 25-325V (50V Steps) 32V DC Aux Supply c/w Metrosil & Tripping Relay | Protection Relay
002407313 | RELAY,PROTECTION | High Impedance Differential Protection, Voltage Operated, Setting Range 25-325V (50V Steps) 48V DC Aux Supply c/w Metrosil & Tripping Relay | Protection Relay
002407312 | RELAY,PROTECTION | High Impedance Differential Protection, Voltage Operated, Setting Range 25-325V (50V Steps) 110V DC Aux Supply c/w Metrosil & Tripping Relay | Protection Relay
002407311 | RELAY,PROTECTION | High Impedance Differential Protection, Voltage Operated, Setting Range 25-325V (50V Steps) 125V DC Aux Supply c/w Metrosil & Tripping Relay | Protection Relay
000023999 | RELAY,PROTECTION | Line Diff, OC & Dir EF, 16/10 I/O, 24-60VDC Pwr, 1/5A CT, 1300nm FO Line Comms Module, DNP3 over RS485 & 100BaseTX, 4U Case | Protection Relay
002457364 | RELAY,PROTECTION | FW R301, 2 Terminal Line Differential, Overcurrent & Earth Fault, 14/25 I/O, 48-125VDC Pwr, 1A Ph & Polarising CT, 125VDC Control, 850nm | Protection Relay
002457356 | RELAY,PROTECTION | FW R301, 2 Terminal Line Differential, Overcurrent & Earth Fault, 14/25 I/O, 48-125VDC Pwr, 1A Ph & Polarising CT, 48VDC Control, 850nm | Protection Relay
002457349 | RELAY,PROTECTION | 2 Terminal Line Differential, Overcurrent & Earth Fault, 14/25 I/O, 24-48V DC Power Supply, 1A Ph & Polarising CT, 24V DC Control, 850nm | Protection Relay
002481695 | RELAY,PROTECTION | FW R502, Line Diff 3 Ended, 14/25 IO Logic, 48/125VDC Pwr, 110VDC Ctrl, 1A Ph & 1A N, 110VAC Input, 4U Rack, 1300nm, DNP over RS485 or 100BASEFX Ethernet | Protection Relay
002451540 | RELAY,PROTECTION | Multi-Contact Trip, 110V DC Aux Voltage, 10 Make Non-latching Contacts, Hand Reset Flag c/w 2M28 Case | Protection Relay
002460947 | RELAY,PROTECTION | ZIV Distance, Overcurrent & Earth Fault | Protection Relay
002460541 | RELAY,PROTECTION | GE Optional Modules, 7D, 1300nm, Single-mode, Laser, 1 Channels (single module) | Protection Relay
002460533 | RELAY,PROTECTION | GE Optional Modules, 77, IEEE C37.94, 820nm, 64Kbps, Multimode, LED, 2 Channel (single module) | Protection Relay
002460525 | RELAY,PROTECTION | GE Optional Modules, 76, IEEE C37.94, 820nm, 64Kbps, Multimode, LED, 1 Channel (single module) | Protection Relay
002460848 | RELAY,PROTECTION | Multi-Contact Tripping Relay, 48V DC, 20 Make, 0 Break, Latching Contacts c/w Latching Flag | Protection Relay
002460830 | RELAY,PROTECTION | Multi-Contact Tripping Relay, 32V DC, 20 Make, 0 Break, Latching Contacts c/w Latching Flag | Protection Relay
002460822 | RELAY,PROTECTION | Multi-Contact Tripping Relay, 250V DC, 1 Make, 16 Break, Non-Latching Contacts c/w Latching Flag | Protection Relay
002460814 | RELAY,PROTECTION | Multi-Contact Tripping Relay, 125V DC, 1 Make, 16 Break, Non-Latching Contacts c/w Latching Flag | Protection Relay
002460806 | RELAY,PROTECTION | Multi-Contact Tripping Relay, 110V DC, 1 Make, 16 Break, Non-Latching Contacts c/w Latching Flag | Protection Relay
002432813 | RELAY,PROTECTION | Capacitor Bank Second Relay to be used with the Feeder Management Relay, Standard I/O, 80 - 265VDC | Protection Relay
002460798 | RELAY,PROTECTION | Multi-Contact Tripping Relay, 48V DC, 1 Make, 16 Break, Non-Latching Contacts c/w Latching Flag | Protection Relay
002460780 | RELAY,PROTECTION | Multi-Contact Tripping Relay, 32V DC, 1 Make, 16 Break, Non-Latching Contacts c/w Latching Flag | Protection Relay
002460103 | RELAY,PROTECTION | Feeder Management, Directional/Non-Dir Overcurrent, Earth Fault & SEF Relay, 24/14 I/O, 48-250V DC Power Supply, 1/5A CT, DNP3 over LC Fibre Ethernet & | Protection Relay
002460129 | RELAY,PROTECTION | Single Phase, Non-Dir Overcurrent & Earth Fault, 4/6 I/O, 48-250V DC Power Supply, 1/5A CT, DNP3 over RS485 or LC Fibre Ethernet & IEC61850 | Protection Relay
002466159 | RELAY,PROTECTION | 2 Terminal Line Differential, Overcurrent & Earth Fault, Breaker & Half Application, 16/16 I/O, 125-250V DC Power Supply, 1/5A CT, 1300nm Fibre | Protection Relay
002466142 | RELAY,PROTECTION | 2 Terminal Line Differential, Overcurrent & Earth Fault, Breaker & Half Application, 16/16 I/O, 24-48V DC Power Supply, 1/5A CT, 1300nm Fibre | Protection Relay
002466126 | RELAY,PROTECTION | 3 Terminal Line Differential, Overcurrent & Earth Fault, 10/12 I/O, 24-48V DC Power Supply, 1/5A CT, 1300nm Fibre Optic Line Comms Module, | Protection Relay
002417707 | REMOVER,PIN | used to remove Lynch Pins retaining the head of the Auger Pins on Staffa & GP Truck Auger Motors | Tools & Equipment
002494243 | REPAIR KIT | CT Repair Kit, for AGU 145 (Post 2009) | Current & Voltage Transformers
002490662 | REPAIR KIT | CT Repair Kit, for AGU36, Post 2009 | Current & Voltage Transformers
002490688 | REPAIR KIT | CT Repair Kit, for AGU72.5, Post 2009 | Current & Voltage Transformers
002490670 | REPAIR KIT | CT Repair Kit, for AGU72.5, Pre 2009 c/w Bolted Belows | Current & Voltage Transformers
002494250 | REPAIR KIT | CT Repair Kit, for AGU 145 (Pre 2009 with bolted belows) | Current & Voltage Transformers
002490654 | REPAIR KIT | CT Repair Kit, for AGU36, Pre 2009 c/w Bolted Belows | Current & Voltage Transformers
002459659 | REPORTER,FAULT LOCATING | RTCM Solar Site Smart Reporter, Smart Receiver DNP3/3.0, Smart 6A PMU, GSM/3G Low Profile Antenna c/w Lockable Enclosure, IP66, 300 x 400 x 200mm | Protection
002459683 | REPORTER,FAULT LOCATING | RCM Mains Site Smart Reporter, Smart Receiver DNP3/3.0, Smart PMU, GSM/3G Low Profile Antenna c/w Lockable Enclosure, IP66, 300 x 400 x 200mm, 12V/7.2Ah Li | Protection
002427037 | RESCUE KIT | Transformer Rescue Kit c/w 3M DBI-SALA Rollgliss R550 20m, HD Mini Tontine Edge Protector, HD Rope Protector 2 Layer, 1.5m Red Round Sling, 3M Moisture | PPE, Hardware & Tools
002427102 | RESCUE KIT | for Tower c/w Container IIN2427110, Controlled Descent Device IIN2427151, Haul Trak System IIN2470284, Karabiner Triple Action IIN1804018, | PPE, Hardware & Tools
002452639 | RESCUE KIT | for Tower c/w Fieldpack Backpack, Controlled Descent Device, Haul Trak System, Karabiner Triple Action, Rescue Cutter, Blue Kernmantle Rope, Flat | PPE, Hardware & Tools
002417608 | RESCUE KIT | for LV Switchboard c/w 1 x Rescue Crook, 1 x Pair Gloves Size 11 Class 'O', 1 x Torch, 1 x Fire Blanket, 1 x Burn Dressing, 1 x Sign "Isolate Here in | Hardware & Tools
002471332 | RESCUE KIT | for Pole Top Rescue In Yellow Box c/w Rope, Tool Pouch, Rescue Cutter, Parrot Beak Cutter, Adjustable Anchor Strap & Descender | PPE, Hardware & Tools
002459295 | RESCUE KIT | for Pole Top Rescue In Bag c/w Rope, Tool Pouch, Rescue Cutter, Parrot Beak Cutter, Adjustable Anchor Strap & Descender, ETS RSE01 | PPE, Hardware & Tools
002420990 | RESISTOR | SCADA, RTU50, SCD5200, SCD6000, Analogue Inputs 100 Ohm | Communications
000003346 | RESISTOR ASSEMBLY | 2 High, St George STATCOM | Substation Accessories
000000183 | RESISTOR ASSEMBLY | Auto Frequency Load Control, RCA/RC12, Siemens | Network Spares
000022901 | RESISTOR,VOLTAGE SENSITIVE | Metal Oxide Varistor, CNR-20D681K, for Lightning Protection, suit Nu-Lec CAPM5 PTCC Control Box | Switchgear Distribution
002493823 | RESPIRATOR OUTFIT | Versaflo TRM-307C, TR-300+ PAPR Ready-to-go Kit, c/w M-307 Helmet with Flame Resistant Face Seal, Charger, P3 Filter & Padded Bag | HS & PPE
002465805 | RESPIRATOR,AIR FILTERING | RFF4000, Full Face Respirator Mask Kit, M-L c/w Pro2000 Filter CF 32 A2B2E2K2-P3 & 3M Storage Bag | HS & PPE
002493849 | RESPIRATOR,AIR FILTERING | Versaflo M-307, High Impact Helmet & Faceshield, c/w Coated Visor & Flame Resistant Face Seal | HS & PPE
000016945 | RESPIRATOR,AIR FILTERING | Sundstrom SR100 Half Face, Med/Lge c/w Mask Body, Filter Attachment, Head Harness, Membrane Seat, Inhalation & Exhalation Membrane, Protective Cap | PPE, Hardware & Tools
000016944 | RESPIRATOR,AIR FILTERING | Sundstrom SR100 Half Face, Sml/Med c/w Mask Body, Filter Attachment, Head Harness, Membrane Seat, Inhalation & Exhalation Membrane, Protective Cap | PPE, Hardware & Tools
002493831 | RESPIRATOR,PORTABLE | Versaflo TR-315A, Powered Air Purifying Respirator System | HS & PPE
000016949 | RETAINER,FILTER,RESPIRATOR | Sundstrom SR5153 Pre-Filter Holder, Plastic End Cover | PPE, Hardware & Tools
000024775 | RETAINER,FILTER,RESPIRATOR | Pre-Filter Holder, Replacement Part for Powered Air Purification Respirators | HS & PPE
002490753 | RIBBON,FLAGGING,SURVEYORS | Tape, Blue, Non-Biodegradable, 75m x 25mm | General Hardware
000022967 | RIBBON,FLAGGING,SURVEYORS | Tape, Fluro Pink, Biodegradable, 75m x 25mm | Signs
002404415 | RIBBON,FLAGGING,SURVEYORS | Tape, Red, Biodegradable, 75m x 25mm | General Hardware
002481737 | RIBBON,INKING | Halogen Free Printer Ribbon, u/w BMP61 M611 R6000 | Tools & Equipment
002483501 | RIBBON,INKING | M61-R6610, Black, Ribbon Size 50.8 x 22.4mm, suits BMP61 Printer & Durasleeve Labels | Tools & Equipment
000030124 | RISER,CABLE RACK,EXTERNAL CURVE | 90 Deg, 150mm W, 60mm H, 300mm Rad, NEMA 12B Steel, Galv Steel | Line Support Equip
000030127 | RISER,CABLE RACK,EXTERNAL CURVE | 90 Deg, 600mm W, 60mm H, 300mm Rad, NEMA 12B Steel, Galv Steel | Line Support Equip
000030125 | RISER,CABLE RACK,EXTERNAL CURVE | 90 Deg, 300mm W, 60mm H, 300mm Rad, NEMA 12B Steel, Galv Steel | Line Support Equip
000030126 | RISER,CABLE RACK,EXTERNAL CURVE | 90 Deg, 450mm W, 60mm H, 300mm Rad, NEMA 12B Steel, Galv Steel | Line Support Equip
000030128 | RISER,CABLE RACK,INTERNAL CURVE | 90 Deg, 150mm W, 60mm H, 300mm Rad, NEMA 12B Steel, Galv Steel | Line Support Equip
000030130 | RISER,CABLE RACK,INTERNAL CURVE | 90 Deg, 450mm W, 60mm H, 300mm Rad, NEMA 12B Steel, Galv Steel | Line Support Equip
000030131 | RISER,CABLE RACK,INTERNAL CURVE | 90 Deg, 600mm W, 60mm H, 300mm Rad, NEMA 12B Steel, Galv Steel | Line Support Equip
000030129 | RISER,CABLE RACK,INTERNAL CURVE | 90 Deg, 300mm W, 60mm H, 300mm Rad, NEMA 12B Steel, Galv Steel | Line Support Equip
002464972 | ROD END | 6mm, Greaseable | Remote Generation
002409118 | ROD END,THREADED | Tie Rod, Welded Assembly, Galv Steel, Stamp with "IIN 2409118" | Subtransmission
002419513 | ROD,ANCHOR | Stay, M24, 200kN, Galv Gr 300, EE Dwg 929824-01 (scm) | Subtransmission
002400677 | ROD,ANCHOR | Screw, Swamp 1.5" sq, Section x 7', Galv, for Swamp SS Guy Anchor | Screw Anchors
002419521 | ROD,ANCHOR | Stay, M36 x 6000, 200kN, Galv, EE Dwg 929512-01 (scm) | Subtransmission
002419539 | ROD,ANCHOR | Stay, M36 x 7000, 200kN, Galv, EE Dwg 929512-01 (scm) | Subtransmission
001766656 | ROD,ANCHOR | Screw, M24 x 1066mm, Galv, ETS 01-01-01 Dwg 01-03-03 (P10) (scm) | Forged Fittings
001766660 | ROD,ANCHOR | Screw, M24 x 2133mm, Galv, ETS 01-01-01 Dwg 01-03-03 (P10) (scm) | Forged Fittings
000030217 | ROD,CONTINUOUS THREAD | M6, 3m Lg, Zinc Plated, suit Unistrut System | Line Support Equip
000030218 | ROD,CONTINUOUS THREAD | M8, 3m Lg, Zinc Plated, suit Unistrut System | Line Support Equip
000030219 | ROD,CONTINUOUS THREAD | M10, 3m Lg, Zinc Plated, suit Unistrut System | Line Support Equip
000030235 | ROD,CONTINUOUS THREAD | M12, 3m Lg, S/Steel, suit Unistrut System | Line Support Equip
002400034 | ROD,CONTINUOUS THREAD | M20, 3m Lg, Galv | Bolts, Washers & Fasteners
000030234 | ROD,CONTINUOUS THREAD | M10, 3m Lg, S/Steel, suit Unistrut System | Line Support Equip
000030233 | ROD,CONTINUOUS THREAD | M8, 3m Lg, S/Steel, suit Unistrut System | Line Support Equip
000030232 | ROD,CONTINUOUS THREAD | M6, 3m Lg, S/Steel, suit Unistrut System | Line Support Equip
002400033 | ROD,CONTINUOUS THREAD | M16, 3m Lg, Galv | Bolts, Washers & Fasteners
002403405 | ROD,EARTH | 900mm, Steel c/w attachment for Portable Earths | Hardware & Tools
002471530 | ROD,EARTH | 3000 x 13mm Dia, Cu Bonded Steel, may be either Hand or Machine Driven Used for Anti-theft construction | O/Head Line
002481802 | ROD,EARTH | 1400 x 12.7mm Dia, ETS 01-08-01 Item 1 | O/Head Line
001959070 | ROD,WELDING | Brazing, 2.5mm Silver Alloy 5% Sliver, 2.5kg Pack (Silfos No 5) | General Hardware
002493252 | ROLLER | Acetal Roller, 86mm Dia, for Strap Hoist EWP Lifting Jib, Dwg 2193-01103-Rev B | Height Safety
002477206 | ROLLER ASSEMBLY,TRUNNION | Bronze-Alloy & Ball-Thrust Bearing Construction, For use on Adjustable Strain Poles | Live Line Equipment
002434975 | ROLLER,CABLE | Conductor, Universal Mounting, 180mm Stringing Block | Hardware & Tools
000023978 | ROLLER,CABLE | Max Rated Tension 15kN c/w Saftey Hook designed for 4 x 95mm2 or 4 x 150mm2 ABC, for Installing Inuslated Cable | Tools & Equipment
000023784 | ROLLER,CABLE | Crossarm, suits Fibreglass & wooden Crossarms, c/w Ratchet Strap, WLL 250kg | Hardware & Tools
002427136 | ROPE,FIBROUS | Blue Kernmantle Type, 80m x 11mm c/w Permanent Eye One End & Back Splice Other End, for Tower Rescue Kit Only | PPE, Hardware & Tools
002417368 | ROPE,FIBROUS | Static, Kernmantle, 11mm x 60m, American Std ASTM F2116-01 | PPE, Hardware & Tools
002489300 | ROPE,FIBROUS | 100m, Tower Rescue Rope, Blue, Sewn Eye on One End | Hardware & Tools
000023826 | ROPE,FIBROUS | Red Kernmantle Type, c/w Black Fleck, 200m x 11mm, for Reroping Extension Ladder Equip Services | Height Safety
002410322 | ROPE,FIBROUS | 12mm, Polypropylene, 300kg Lashing Capacity, Motor Vehicles Cargo Restraint Systems, Transport Fibre Rope, AS/NZS 4345:2001 | General Hardware
002497089 | ROPE,FIBROUS | Aquatec 3 Strand, 14mm x 250m Roll, Hawser Laid Polypropylene Rope, Green with Gold Fleck | Height Safety
002497097 | ROPE,FIBROUS | Aquatec 3 Strand, 16mm x 250m Roll, Hawser Laid Polypropylene Rope, Green with Gold Fleck | Height Safety
002404680 | ROPE,FIBROUS | 4mm, Polypropylene, 250m Coil, AS4142-2 | General Hardware
002401706 | ROPE,FIBROUS | 14mm, Polypropylene, 250m Coil, AS4142-2 | General Hardware
000021372 | ROPE,FIBROUS | Double Braid Polyester 10mm Dia, Yellow Rope, 100m Roll | Height Safety
002402650 | ROPE,FIBROUS | 8mm, Polypropylene, 250m Coil, AS4142-2 | General Hardware
002401703 | ROPE,FIBROUS | 10mm, Sisal, 250m Coil, to AS4142 | General Hardware
002459329 | ROPE,FIBROUS | Blue Kernmantle Type, 30m x 11mm c/w Fixed Eye Double Action Alloy Snap Hook on One End, for Pole Top Rescue Kit Only ETS RSE01 | PPE, Hardware & Tools
002403414 | ROPE,FIBROUS | 6mm, Nylon, Braided Multi Filament, 125m Coil, AS1504 | General Hardware
002401702 | ROPE,FIBROUS | 10mm, Polypropylene, 250m Coil, To AS4142-2 | General Hardware
002406249 | ROPE,FIBROUS | 10mm, Cotton Braided, 125m Coil | General Hardware
002401707 | ROPE,FIBROUS | 16mm, Polypropylene, 250m Coil c/w Brown Yarn, AS4142-2 | General Hardware
002401700 | ROPE,FIBROUS | Blue Kernmantle Type, 45m x 11mm c/w Fixed Eye Double Action Alloy or S/Steel Snap Hook One End & Floating Eye Double Action Alloy or S/Steel Snap Hook Other | Height Safety
000020275 | ROPE,FIBROUS | Kernmantle Rope, Light Blue, 11mm Dia, Sewn Eye with Nylon Thimble, EWP Rescue Rope, 20m Long | PPE, Hardware & Tools
001873504 | ROPE,FIBROUS | 12mm, Polypropylene, 250m Coil, to AS4142-2 | General Hardware
002417384 | ROPE,FIBROUS | Dynamic, Kernmantle, 10.55mm x 60m, British Std BS EN892:2004 | Height Safety
002417376 | ROPE,FIBROUS | Static, Kernmantle, 11 x 15m, American Std F2116-01 | Height Safety
002422905 | ROPE,FIBROUS | Mountaineering Dynamic, 11mm x 30m, British Std BS EN892:2004 | Height Safety
002465540 | RUBBER SHEET,SOLID | Shear-Flex Isolator Pad, 450 x 450 x 10.5mm, Molded Elastomeric, Cross-Rib, Load Range 130-500kPa | Remote Generation
002484145 | RULE,MULTIPLE FOLDING | Sunrise Attachment (Live Line Tools) | Tools & Equipment
002464519 | RUST CONVERTING COMPOUND | Galmet Ironize CS, Primer Sealer, Fast-acting Rust Converter & Sealer, 1L | Remote Generation
000104649 | SADDLE | Cu, Double Sided, 13mm (1/2") c/w 2 x 5mm Holes (P100) (scm) | PPE, Hardware & Tools
002173048 | SADDLE | HFT, Single Sided, 31mm with 6mm Fixing Holes (P100) (scm) | Hardware & Tools
002173019 | SADDLE | Galv, Single Sided, 20mm (P100) | Hardware & Tools
002173008 | SADDLE | Zinc Plated, 16mm, Conduit Electrical (P100) (scm) | Hardware & Tools
002403456 | SADDLE | Galv Steel, Conduit, 25mm (1") (P100) | Hardware & Tools
002406680 | SADDLE | PVC, Conduit Light Duty, 32mm (P50) | General Hardware
002403886 | SADDLE | Galv, Double Sided, 63mm, AS 2052 (P10) | General Hardware
002173020 | SADDLE | Galv, Single Sided, 25mm (P100) | Hardware & Tools
002403458 | SADDLE | Galv Steel, Conduit, 40mm (1-1/2") (P50) | Hardware & Tools
002403455 | SADDLE | Galv Steel, Conduit, 20mm (3/4") (P100) | Hardware & Tools
002406863 | SADDLE | Galv, 22 Gauge, 12 x 11mm c/w 2 x 7mm Holes | General Hardware
000431542 | SADDLE | Earth Guard, HFT, Single Sided 20mm with M6 hole, for HV & LV Earth (Not SWER) (P1000) (scm) | O/Head Line
002400822 | SADDLE | Cu, Double Sided, 10mm (3/8") c/w 2 x 5mm Holes (P100) (scm) | Hardware & Tools
002400821 | SADDLE | Cu, Double Sided, 8mm (5/16") c/w 2 x 5mm Holes (P100) (scm) | Hardware & Tools
002173040 | SADDLE | HFT, Double Sided, 25mm with 8mm Fixing Holes (P100) (scm) | Hardware & Tools
002173024 | SADDLE | Zinc Plated, 25mm, Conduit Electrical (P100) (scm) | Hardware & Tools
002403885 | SADDLE | Zinc Plated Metal, 50mm (P20) (scm) | Hardware & Tools
002173016 | SADDLE | Zinc Plated, 20mm, Conduit Electrical (P100) (scm) | Hardware & Tools
002173032 | SADDLE | Zinc Plated, 32mm, Conduit Electrical (P50) (scm) | Hardware & Tools
002422921 | SAFETY DEVICE | Mobile Fall Arrester, for Rope c/w 20cm Energy Absorber with Integrated Lanyard, PETZL ASAP & ASAP'SORBER or equivalent, to AS/NZS 1891.3 or EN353.2 | Height Safety
000025467 | SAFETY DEVICE,PERSONNEL SECURING | SALA Nano-Lok LE Twin Leg Lifeline, 2.4m x 20mm Kevlar/Dyneema Webbing, Self Retracting c/w Scaffold Hooks & Quick Connector for Harness Mounting, | PPE, Hardware & Tools
XPPEZ0655 | SAFETY ITEM,MISC | Miscellaneous PPE/Safety Materials, for issuing & crediting PPE items between both systems | HS & PPE
002403702 | SAFETY,BARRICADE MESH | Orange/Yellow UV Stabilsed HDPE 900mm H, 50m Lg | Signs
002439800 | SAFETY,BARRICADE MESH | Protecta-Panel, 1100mm H x 1050mm Lg c/w Yellow Safety Cap & Grade 2 Reflective Tiger Tape, to suit Pole Hole Covers | Tools & Equipment
000104561 | SAFETY,BOLLARD,TRAFFIC | Portable, T-Top, 1150 x 100mm c/w Base | Signs
000104483 | SAFETY,BOLLARD,TRAFFIC | 101.6 x 4.0 CHS Galv Finish, 1325mm Lg, Fitted One End with Galv Drive-on Cap (scm) | Line Support Equip
002427789 | SAFETY,BOLLARD,TRAFFIC | Portable, T-Top, Super Cone, Refl Collar c/w 8kg Base, Fully Stackable | Signs
002472264 | SANITISER | Aquim Hand Gel; Anti-Bacterial Hand Sanitiser; 60 ml; For use when water is not avalable | PPE, Hardware & Tools
002474450 | SANITISER | Alcohol Plus hand sanitiser 15L/20L, Pandemic response item, Anti-Bacterial, For use when water isn't available. | HS & PPE
002427532 | SANITISER | Liquid Gel; Anti-Bacterial Hand Sanitiser; 500 ml Pump Action Bottle; For use when water is not available. | HS & PPE
002474609 | SANITISER | Liquid Gel; Anti-Bacterial Hand Sanitiser; 5L Bulk, B/bane Dist, For use when water is not available. | HS & PPE
000020817 | SANITISER | Aquim Liquid Gel; Anti-Bacterial Hand Sanitiser 1L Pump Action Bottle; For use when water is not avalable. Pack of 6; | PPE, Hardware & Tools
002472272 | SANITISER | Hand Gel, Anti-Bacterial Hand Sanitiser, 350-375ml Pump Action Bottle, for use when water is not available | PPE, Hardware & Tools
000019880 | SAW,PRUNING | Universal, 16" Curved Blade, Teflon Coated c/w Saw Scabbard, Universal Fitting for Hotline Sticks | PPE, Hardware & Tools
002499002 | SAW,PRUNING | ARS Turbocut Bow Saw Universal Sunrise fitting | Tools & Equipment
002468866 | SAW,RECIP,PORTABLE,ELEC | Milwaukee, 12V Battery Jigsaw, Anti-Splintering Insert, Non-Marking Shoe, 20mm Stroke Length, Skin Only | Hardware & Tools
000024946 | SAW,RECIP,PORTABLE,ELEC | Milwaukee, M18 Top-Handle Jigsaw, 18V, Skin Only | Hardware & Tools
002462307 | SAW,RECIP,PORTABLE,ELEC | Milwaukee, 18V Battery Powered, M18 Fuel Sawzall, Brushless Powerstate Motor, Adjustable Shoe, Overload Protection, 29mm Stroke Length, Skin Only | Hardware & Tools
002491561 | SCISSORS | Milwaukee Jobsite Scissors, Offset 60Deg All Metal Handles, Bolt Lock Blade, Ruler Marking on Blade | Tools & Equipment
002487189 | SCRAPER | Uni-Pro Precision Scraper, 50mm, Tungsten Carbide Blade, Steel, Grip Handle | Tools & Equipment
000022908 | SCREEN | OCPM Operator Interface Screen, suit Nu-Lec CAPM5 PTCC | Protection
002404772 | SCREW | Screwrocker, 35/63/86 (Thursday Island) | Bolts, Washers & Fasteners
002443323 | SCREW ASSEMBLY,PANEL | Long D Socket Screw c/w Nuts, Flat & Spring Washers, suit DB Connector (P10) | Communications
000004145 | SCREW ASSEMBLY,PANEL | Mechanical Remedy Repair Kit, for Repairing Defective Swing Frames on FA1 Cubicle (IIN4001) c/w Drilling Template, M6 Tap, M6 Grub Screw Loctite, refer | Substation
002464071 | SCREW,CAP,SOCKET HEAD | M5 x 16mm, S/Steel Gde 316 | Remote Generation
002402970 | SCREW,COACH | M16 x 90mm, Galv, Aust Std (P100) | Bolts, Washers & Fasteners
000104786 | SCREW,COACH | M10 x 50mm, S/Steel Gde 316 (P100) | Bolts, Washers & Fasteners
000104788 | SCREW,COACH | M16 x 130mm, S/Steel Gde 316 (P100) | Bolts, Washers & Fasteners
002400150 | SCREW,COACH | M10 x 80mm, Galv, Aust Std (P100) | Bolts, Washers & Fasteners
000104787 | SCREW,COACH | M12 x 100mm, S/Steel Gde 316 (P100) | Bolts, Washers & Fasteners
001758076 | SCREW,COACH | M16 x 100mm, Galv, Aust Std (P100) (scm) | Bolts, Washers & Fasteners
002466209 | SCREW,COACH | M12 x 150mm, S/Steel Gde 316 (scm) | Stainless Steel
001758602 | SCREW,COACH | M24 x 150mm, Galv, Aust Std (P25) (scm) | Bolts, Washers & Fasteners
001757673 | SCREW,COACH | M10 x 100mm, Galv B, Aust Std (P100) (scm) | Bolts, Washers & Fasteners
002402968 | SCREW,COACH | M10 x 70mm, Galv, Aust Std (P100) | Bolts, Washers & Fasteners
002400152 | SCREW,COACH | M16 x 80mm Galv, Aust Std (P100) (scm) | Bolts, Washers & Fasteners
002400072 | SCREW,COACH | M10 x 60mm, Galv, Aust Std (P100) | Bolts, Washers & Fasteners
001758106 | SCREW,COACH | M16 x 150mm, Galv, Aust Std (P50) (scm) | Bolts, Washers & Fasteners
002400648 | SCREW,COACH | M16 x 130mm, Galv, Aust Std (P25) (scm) | Bolts, Washers & Fasteners
001757924 | SCREW,COACH | M12 x 150mm, Galv, Aust Std (P100) (scm) | Bolts, Washers & Fasteners
001757916 | SCREW,COACH | M12 x 130mm, Galv, Aust Std (P100) (scm) | Bolts, Washers & Fasteners
001757894 | SCREW,COACH | M12 x 100mm, Galv, Aust Std (P200) (scm) | Bolts, Washers & Fasteners
002400151 | SCREW,COACH | M12 x 80mm, Galv, Aust Std (P200) | Bolts, Washers & Fasteners
002405924 | SCREW,COACH | M10 x 65mm, Galv, Aust Std (P100) | Bolts, Washers & Fasteners
001757622 | SCREW,COACH | M10 x 50mm, Galv, Aust Std (P500) (scm) | Bolts, Washers & Fasteners
002400657 | SCREW,MACHINE | Nylon Thread, 3/16 x 1-1/2, Meter Mounting, use with IIN2407110 (P500) | Hardware & Tools
001260054 | SCREW,MACHINE | Meter Fixing, 3 x 32mm, B&R High/Low Thread (P100) | Hardware & Tools
002463990 | SCREW,MACHINE | Panhead, M3 x 25mm, S/Steel | Remote Generation
002464030 | SCREW,MACHINE | Panhead, M4 x 25mm, S/Steel | Remote Generation
002469336 | SCREW,MACHINE | Dome Head, M8 x 70mm, Hex, S/Steel Gde 316, Aust Std (P100) | Remote Generation
002400007 | SCREW,MACHINE | Full Thread, M10 x 30mm, Hex, Galv c/w Galv Hex Nut, Aust Std (P100) | Bolts, Washers & Fasteners
002406981 | SCREW,MACHINE | Metal Thread, M5 x 65mm, Nickel Plated Brass, Cheese HD, Slotted (P1000) (scm) | Bolts, Washers & Fasteners
002406980 | SCREW,MACHINE | Metal Thread, M5 x 40mm, Nickel Plated Brass, Cheese HD, Slotted (P200) (scm) | Bolts, Washers & Fasteners
002400077 | SCREW,MACHINE | Metal Thread, 3/16" x 2", Brass, Cheese HD, Slotted (P200) | Bolts, Washers & Fasteners
002400076 | SCREW,MACHINE | Metal Thread, 3/16" x 1", Brass, Cheese HD, Slotted (P200) (scm) | Bolts, Washers & Fasteners
002406984 | SCREW,MACHINE | Metal Thread, M5 x 25mm, Brass, Countersunk HD (P100) (scm) | Bolts, Washers & Fasteners
002400075 | SCREW,MACHINE | Metal Thread, 5/32" x 2", Brass, Cheese HD, Slotted (P200) | Bolts, Washers & Fasteners
000015747 | SCREW,MACHINE | Socket Security Screw, M6 x 20mm, S/Steel Gde 304, Post Button HD, for Public Lighting Columns (P100) | Bolts, Washers & Fasteners
002471571 | SCREW,MACHINE | Draw Latch Screws, 15.9mm, S/Steel, for Hino Canopy Door | Remote Generation
001260038 | SCREW,MACHINE | Meter Fixing, 3 x 13mm, B&R High/Low Thread (P100) | Hardware & Tools
000104802 | SCREW,TAPPING,THREAD CUTTING | Timber T17, 12/11 x 50mm, 5/16" HWF, S/Steel, Class 3 (P500) | Bolts, Washers & Fasteners
000104435 | SCREW,TAPPING,THREAD CUTTING | Timber T17, 12/11 x 50mm, 5/16" HWF, Class 3 (P1000) (scm) | Hardware & Tools
002405935 | SCREW,TAPPING,THREAD CUTTING | Timber, Self Tap, M10 x 65, 14 Gauge, Hex, High Gde Galv (P1000) | General Hardware
002406596 | SCREW,TAPPING,THREAD CUTTING | Timber T17, 12/11 x 65mm, 5/16" HWF, Class 3 (maintenance) (P1000) | General Hardware
002406888 | SCREW,TAPPING,THREAD CUTTING | Timber T17, 12/11 x 25mm, 5/16" HWF, Class 3 (P1000) (scm) | General Hardware
002400086 | SCREW,TAPPING,THREAD CUTTING | Self Drill, 1 x 40mm, 12 Gauge, 11 TP, Hex, Class 3, for Fixing to Timber (P1000) | General Hardware
002400080 | SCREW,TAPPING,THREAD CUTTING | Self Drill, 7 x 25mm, Bugle HD, Phillips Recess (P1000) | Hardware & Tools
002400081 | SCREW,TAPPING,THREAD CUTTING | Self Drill, 7 x 45mm, Bugle HD, Phillips Recess (P1000) | Hardware & Tools
002405925 | SCREW,TAPPING,THREAD CUTTING | Self Drill, Self Tap, 22mm Lg, 10 Gauge, Wafer HD (P1000) | Hardware & Tools
002405930 | SCREW,TAPPING,THREAD CUTTING | Self Drill, 40mm x 10g, Hi Tek, Wafer HD (P1000) | Hardware & Tools
002402961 | SCREW,TAPPING,THREAD CUTTING | Self Drill, Forming, 20mm Lg, Flat CSK Phillips HD, Cadmium Plated, Steel # 7 (P1000) | General Hardware
002402962 | SCREW,TAPPING,THREAD CUTTING | Self Drill, Forming, 50mm Lg, Flat CSK Phillips HD, Cadmium Plated, Steel # 7 (P100) | General Hardware
002405931 | SCREW,TAPPING,THREAD CUTTING | Self Drill, Self Tap, 20mm Lg, 7 Gauge, Gypfast Needlepoint (P1000) | PPE, Hardware & Tools
002405932 | SCREW,TAPPING,THREAD CUTTING | Self Drill, Self Tap, 50mm Lg, 8 Gauge, Gypfast Needlepoint (P1000) | General Hardware
000104803 | SCREW,TAPPING,THREAD CUTTING | Timber T17, 12/11 x 25mm, 5/16" HWF, S/Steel, Class 3 (P1000) | Bolts, Washers & Fasteners
002416592 | SCREWDRIVER,CROSS TIP | 4 x 75, Insulated 1000V, for Insulated Tool Kit (Phillips Head) | Hardware & Tools
002416626 | SCREWDRIVER,CROSS TIP | 8 x 150, Insulated 1000V (Phillips Head) | Hardware & Tools
002416618 | SCREWDRIVER,CROSS TIP | 6 x 125, Insulated 1000V, for Insulated Tool Kit (Phillips Head) | Hardware & Tools
002416600 | SCREWDRIVER,CROSS TIP | 5 x 100, Insulated 1000V, for Insulated Tool Kit (Phillips Head) | Hardware & Tools
002484269 | SCREWDRIVER,FLAT TIP | Sunrise Attachment (Live Line Tools) | Tools & Equipment
002416642 | SCREWDRIVER,FLAT TIP | 5.5 x 150, Insulated 1000V, for Insulated Tool Kit | Hardware & Tools
002416659 | SCREWDRIVER,FLAT TIP | 6.5 x 150, Insulated 1000V, for Insulated Tool Kit | Hardware & Tools
002416667 | SCREWDRIVER,FLAT TIP | 8 x 150, Insulated 1000V, for Insulated Tool Kit | Hardware & Tools
002436111 | SCREWDRIVER,FLAT TIP | 2.5 x 50mm, Insulated 1000V, for Insulated Tool Kit | Hardware & Tools
002416675 | SCREWDRIVER,FLAT TIP | 10 x 150, Insulated 1000V, for Insulated Tool Kit | Hardware & Tools
002416634 | SCREWDRIVER,FLAT TIP | 4 x 100, Insulated 1000V, for Insulated Tool Kit | Hardware & Tools
002471506 | SCREWDRIVER,TORQUE | Wiha TorqueVario-S VDE Bit Holder, 1000V, 0.8-5.0Nm c/w Insulated SlimBit, Slotted 4mm Tip & 5.5mm Tip, Wiha Small Tool Pouch | Hardware & Tools
002476315 | SCREWDRIVER,TORQUE | Milwaukee M12 Cordless 1/4 inch Hex 2-Speed Screwdriver, 31Nm of torque & 0-400/0-1,500 RPM. | Hardware & Tools
002427722 | SEAL | CDD, suit Double Loop R Clip, for sealing a Controlled Decent Device on Elevated Work Platforms, EE Dwg P35B40R03 Ver 1 | Tools & Equipment
000104364 | SEAL | Tamper Evident Seal | General
002462851 | SEAL | Rear Crank Shaft Seal, Engine, Hino JO8 Mechanical Parts | Remote Generation
002462844 | SEAL | Front Crank Shaft Seal, Engine, Hino JO8 Mechanical Parts | Remote Generation
002462836 | SEAL | Seal Injector Pipe, Hino JO8 Mechanical Parts | Remote Generation
002462976 | SEAL | Viton Seal, 1/2 Philmac Ball Valve, Hino JO8 Mechanical Parts | Remote Generation
002463321 | SEAL | Silicone Cable Seal, 2.03 to 2.85mm, Green, Weather Pack, Hino JO8 Electrical Parts | Remote Generation
002469005 | SEAL | Water Coolant Pump Seal, Scania DC13 Mechanical Parts | Remote Generation
002469021 | SEAL | Rear Crank Shaft Seal, Engine, Scania DC13 Mechanical Parts | Remote Generation
002404768 | SEAL | W/Pump MEC Seal, 35kW (Thursday Island) | General Hardware
002470839 | SEAL | Bund Float Valve Seal, 32mm OD, 7mm ID, 4.5mm Thk, Neoprene Insertion Rubber, Black | Remote Generation
002404769 | SEAL | W/Pump Seal, 63 & 86kW (Thursday Island) | General Hardware
002469013 | SEAL | Front Crank Shaft Seal, Engine, Scania DC13 Mechanical Parts | Remote Generation
001272506 | SEAL | Ferrule Type Maun 12mm, (P1000: sub-packed in bags of 100) | Meters
002471464 | SEAL,ANTIPILFERAGE | Pull-Fly, PP, Yellow, Stamped with Energex/Ergon & Sequential Numbering, for Sealing of Demand Reset Mechanisms & Meter Isolation Link, Pack of 5000 | Meters
002465573 | SEAL,RUBBER CHANNEL | Pinchweld 60-054 Door Seal, Rubber, 50m Roll | Remote Generation
000023928 | SEALER,STEEL STRAPPING,HAND | Band-It Giant Strapping Tool, Crimp Tool G40269, for Crimping 32mm S/Steel Strapping | Tools & Equipment
000016610 | SEALER,STEEL STRAPPING,HAND | Crimping Tool C001, for Crimping 9.5mm S/Steel Strapping 304SS | Tools & Equipment
002405339 | SEALING COMPOUND | Mastic, Black, 300g Cartridge | General Hardware
000104363 | SEALING COMPOUND | Plug N Dike, Stop Leak Putty, 250g Tub (P12) | General
002464287 | SEALING COMPOUND | Selleys 401, Multi-Purpose Silicone Sealant, Clear, 300g | PPE, Hardware & Tools
002464345 | SEALING COMPOUND | ThreeBond, High Temp Sealant, 311g Catridge | Remote Generation
002404380 | SEALING COMPOUND | Insulating Sealer, 300gm Pressure Pack, Ivy Spray (Ctn 12) | Hardware & Tools
002464311 | SEALING COMPOUND | Loctite 567, Master Pipe Sealant, 250ml Tube | Remote Generation
002402099 | SEALING COMPOUND | Bitumastic Pitch for Cable Box, Magnefix Kits, 2L Tin | U/G Equipment
002402100 | SEALING COMPOUND | Bitumastic Pitch, for Cable Box, 8kg Tin | U/G Equipment
000024693 | SEALING COMPOUND | Dow Corning, Number 7 Silicone Grease, for Use in Magnefix RMU Maintenance | General Hardware
002402109 | SEALING COMPOUND | Silicone Clear, Neutral Cure, 300g Cartridge | General Hardware
002404361 | SEALING COMPOUND | Plastic, Weather Proof, Green | General Hardware
002484327 | SEALING COMPOUND | Resin & Hardener Filling Compound BK-PUR-17, to 170kV Brugg Cables | U/G Cables & Accsry Equip
002406019 | SEALING COMPOUND | Silastic, 150g Tube | General Hardware
002464329 | SEALING COMPOUND | Loctite 515, Master Gasket Flex, Flange & Gasket Sealant, 300ml Catridge | Remote Generation
000021067 | SEALING COMPOUND | Leak Repair c/w Application Tool-50-11, 2 x 2-Part Cartridges, 4 x Static Mixer, 2 x Putty Sticks, 8 x Wipes, 1 x 600mm Sandpaper Strip, 4 x Application Sticks | O/Head Line
002439388 | SEALING COMPOUND | Megapoxy A+B, 2 Part, 4L Tub | Subtransmission
002406020 | SEALING COMPOUND | Sikaflex 11FC, Black Adhesive to attach Site Id Digits, 300g Cartridge (scm) | PPE, Hardware & Tools
000021634 | SEALING COMPOUND | BUTYLBOND;DOUBLE SIDED;RUBBER ADHESIVE TAPE;50 MM W;BLACK COLOUR; USED AS A WATERPOOFING SEALANT; 15 m Roll. | Hardware & Tools
002449460 | SEALING COMPOUND | Selleys No More Gaps, Ezy Squeeze, 380g Cartridge, Flexible Filler, White, no corking gun required | General Hardware
002404362 | SEALING COMPOUND | Butyl Mastic, White, 400g Cartridge | General Hardware
000024749 | SEARCHLIGHT | Milwaukee, M18 LED Serach Light, 18V, 4-Mode Output Spot, Flood, Spot/Flood & Strobe, IP54, Skin Only | Hardware & Tools
002434249 | SECTIONALISER | Load Break, 11kV, 400A, Horizontal Mount, Enclosed, SF6 Insulated, Remote Controllable c/w Ctrl Cub, Insulated Cable Droppers, Aux Voltage Transformer | Protection
000104304 | SECTIONALISER | BIL 170kV, Ganged 3 Ph c/w Pole Mount Bracket & Crossarm, Sectionaliser Mounts & Interphase Trip Mechanism w/o Electronic Sectionaliser Units (scm) | Switchgear
000854771 | SECTIONALISER | Electronic, 36kV, 170kV BIL c/w Crossarm Mount Bracket, Actuating Current, 16A, 3 Count, 200A, Cont Rating Reset Time 25 to 35 Sec OA Min Cont Operating Short | Protection
000104305 | SECTIONALISER | BIL 170kV, Ganged 2 Ph c/w Pole Mount Bracket & Crossarm, Sectionaliser Mounts & Interphase Trip Mechanism, w/o Electronic Sectionaliser Units (scm) | Switchgear
002459287 | SECTIONALISER | Fusesaver Low Range, 27kV, 40A Current, Fuse Rating 2-20A, 1.5kA RMS Breaking Current, 3.75kA Peak Making Current w/out Comms Module (scm) | Switchgear Distribution
002468288 | SECTIONALISER | Fusesaver Std Range, 27kV, 100A Current, Fuse Rating 5-50A, 4kA RMS Breaking Current, 10kA Peak Making Current w/out Comms Module (scm) | Switchgear Distribution
000104303 | SECTIONALISER | Electronic, 36kV, 170kV BIL, Actuating Current 8/16/24A, 2/3 Count, 200A Cont Rating Reset Time 25-35 Sec OA Min Operating Short Time withstand Current | Switchgear Distribution
000104302 | SECTIONALISER | Electronic, 36kV, 70kV BIL, Actuating Current 32/40/50A, 2/3 Count, 200A Cont Rating Reset Time 25-35 Sec OA Min Operating Short Time withstand Current | Switchgear Distribution
002434264 | SECTIONALISER | Load Break, 33kV, 400A, Horizontal Mount, Enclosed, SF6 Insulated, Remote Controllable c/w Ctrl Cub, Insulated Cable Droppers, Aux Voltage Transformer | Protection
002443372 | SEMICONDUCTOR DEVICES,UNITIZED | Dual Diode, 50VDC, 70A, 4 x VS-T70HF40, Al, Din Rail Mount, Combiner Board, Temp -40 to 150Deg C, EE Dwg 1014130-04 | Communications
002469401 | SENSOR,AMBIENT TEMPERATURE | 5M Water Resistant Dual Temperature & Humidity Sensor c/w 15ft Cable | Communications
000003760 | SENSOR,AMBIENT TEMPERATURE | AD592, Assembled on 10m Lead, suit RTP all Battery Charger Voltages, Tech Spec EESS-10735-01-0B | Substation Batteries
002469393 | SENSOR,AMBIENT TEMPERATURE | 30M Capable Dual Temperature & Humidity Sensor for SPx Series THS100 | Communications
000003761 | SENSOR,AMBIENT TEMPERATURE | AD592, Assembled on 20m Lead, suit RTP all Battery Charger Voltages, Tech Spec EESS-10735-01-0B | Substation Batteries
002467959 | SENSOR,PRESSURE | UNIK 5000 Pressure Transmitter, 25mm S/Steel, 7 to 28V, 4 to 20mA 2-Wire PTX, Temp -20 to 80DegC, G1/4 Female, DIN 43650 Type A, Zero/Span Adjustable, IP65 | Remote Generation
002469039 | SENSOR,TEMPERATURE | for Scania DC13 Mechanical Parts | Remote Generation
002494284 | SENSOR,TEMPERATURE | PT100, Threaded Temperature Probe, M6 x 12mm Thread, 316 S/Steel, 200DegC Max, 500Vdc, 2m/3 Core Teflon Cable, u/w RTD Temperature Transmitter | Substation Batteries
002476778 | SEPARATOR,OIL | Oil Mist Separator, Crankcase Ventilation | Remote Generation
002400084 | SETSCREW | 3/8 x 3/4", Hex, S/Steel Gde 316, Aust Std (P100) | Bolts, Washers & Fasteners
001762670 | SETSCREW | M14 x 70mm, Hex, S/Steel Gde 316 c/w Hex Nut S/Steel Gde 304, Aust Std (P100) | Bolts, Washers & Fasteners
002425759 | SETSCREW | M16 x 70mm, Hex, S/Steel Gde 316 c/w Hex Nut S/Steel Gde 304, Aust Std | Bolts, Washers & Fasteners
000030206 | SETSCREW | M8 x 30mm, Hex, Zinc Plated, suit Unistrut System | Line Support Equip
000030237 | SETSCREW | M8 x 25mm, Hex, S/Steel, suit Unistrut System | Line Support Equip
002403875 | SETSCREW | M8 x 25mm, Hex, Zinc Plated, suit Unistrut System (P200) | Line Support Equip
000030205 | SETSCREW | M8 x 20mm, Hex, Zinc Plated, suit Unistrut System | Line Support Equip
000030204 | SETSCREW | M6 x 30mm, Hex, Zinc Plated, suit Unistrut System | Line Support Equip
000030203 | SETSCREW | M6 x 25mm, Hex, Zinc Plated, suit Unistrut System | Line Support Equip
000030236 | SETSCREW | M6 x 20mm, Hex, S/Steel, suit Unistrut System | Line Support Equip
000030238 | SETSCREW | M10 x 25mm, Hex, S/Steel, suit Unistrut System | Line Support Equip
000030202 | SETSCREW | M6 x 20mm, Hex, Zinc Plated, suit Unistrut System | Line Support Equip
002464154 | SETSCREW | M8 x 30mm, Hex Head, S/Steel Gde 316 | Remote Generation
002464105 | SETSCREW | M6 x 20mm, Hex Head, S/Steel Gde 316 | Remote Generation
002464113 | SETSCREW | M6 x 25mm, Hex Head, S/Steel Gde 316 | Remote Generation
002464147 | SETSCREW | M8 x 20mm, Hex Head, S/Steel Gde 316 | Remote Generation
002464196 | SETSCREW | M10 x 30mm, Hex Head, S/Steel Gde 316 | Remote Generation
000022082 | SETSCREW | M5, 40mm Lg, Fillister Head, Phillips Screw Type, Nylon, Non-Conductive, used for Top Screw to Hang Meters | Bolts, Washers & Fasteners
001727678 | SETSCREW | M12 x 40mm, Hex, S/Steel Gde 316 c/w S/Steel Gde 304 Hex Nut, Aust Std (P100) (scm) | Bolts, Washers & Fasteners
001762652 | SETSCREW | M12 x 35mm, Hex, S/Steel Gde 316 c/w S/Steel Gde 304 Hex Nut, Aust Std (P100) (scm) | Bolts, Washers & Fasteners
002403877 | SETSCREW | M12 x 30mm, Hex, Zinc Plated, suit Unistrut System (P100) | Bolts, Washers & Fasteners
001762644 | SETSCREW | M12 x 25mm, Hex, S/Steel Gde 316 c/w S/Steel Gde 304 Hex Nut, Aust Std (P100) (scm) | Bolts, Washers & Fasteners
001762617 | SETSCREW | M10 x 60mm, Hex, S/Steel Gde 316 c/w Hex Nut S/Steel Gde 304, Aust Std (P100) | Bolts, Washers & Fasteners
001762612 | SETSCREW | M10 x 40mm, Hex, S/Steel Gde 316 c/w Hex Nut S/Steel Gde 304, Aust Std (P100) | Bolts, Washers & Fasteners
002402959 | SETSCREW | M10 x 20mm, Hex, S/Steel Gde 316 c/w S/Steel Gde 304 Hex Nut, Aust Std (P100) (scm) | Bolts, Washers & Fasteners
001762595 | SETSCREW | M8 x 25mm, Hex, S/Steel Gde 316 c/w S/Steel Gde 304 Hex Nut, Aust Std (P100) | Bolts, Washers & Fasteners
001762589 | SETSCREW | M6 x 25mm, Hex, S/Steel Gde 316, Aust Std (P100) | Bolts, Washers & Fasteners
002447936 | SETSCREW | M20 x 200mm, Hex, S/Steel Gde 316 c/w S/Steel Gde 304 Hex Nut, Aust Std, EE Dwg 5-2-1017 | Bolts, Washers & Fasteners
002402958 | SETSCREW | M12 x 70mm, Hex, S/Steel Gde 316 c/w Hex Nut S/Steel Gde 304, Aust Std (P25) | Bolts, Washers & Fasteners
002402960 | SETSCREW | M16 x 50mm, Hex, Flat Point, S/Steel Gde 316 c/w Hex Nut S/Steel Gde 304, Aust Std (P25) | Bolts, Washers & Fasteners
000030194 | SETSCREW | ST3 & ST5 Supatray Joining Hardware, Galv (P40) | Line Support Equip
000030239 | SETSCREW | M12 x 25mm, Hex, S/Steel, suit Unistrut System | Line Support Equip
000030210 | SETSCREW | M10 x 40mm, Hex, Zinc Plated, suit Unistrut System | Line Support Equip
000030154 | SETSCREW | Cable Rack Splice Screw, NEMA 12B Steel, Galv Steel, use 4 per Bend, Riser & Reducer, 6 per Tee & 8 per Cross | Line Support Equip
002403876 | SETSCREW | M10 x 30mm, Hex, Zinc Plated, suit Unistrut System (P100) | Line Support Equip
000030209 | SETSCREW | M10 x 25mm, Hex, Zinc Plated, suit Unistrut System | Line Support Equip
000030208 | SETSCREW | M10 x 20mm, Hex, Zinc Plated, suit Unistrut System | Line Support Equip
000030207 | SETSCREW | M8 x 40mm, Hex, Zinc Plated, suit Unistrut System | Line Support Equip
001762602 | SETSCREW | M8 x 40mm, Hex, S/Steel Gde 316 c/w Hex Nut S/Steel Gde 304, Aust Std (P100) | Bolts, Washers & Fasteners
002447894 | SETSCREW | M20 x 100mm, Hex, S/Steel Gde 316 c/w S/Steel Gde 304 Hex Nut, Aust Std, EE Dwg 5-2-1021 | Bolts, Washers & Fasteners
002402957 | SETSCREW | M12 x 60mm, Hex, S/Steel Gde 316 c/w Hex Nut S/Steel Gde 304, Aust Std (P25) | Bolts, Washers & Fasteners
002400088 | SETSCREW | M12 x 50mm, Hex, S/Steel Gde 316 c/w Hex Nut S/Steel Gde 304, Aust Std (P100) | Bolts, Washers & Fasteners
002454585 | SETSCREW | M24 x 150mm, Hex, S/Steel Gde 316, Aust Std, EE Dwg 5-2-1020 | Bolts, Washers & Fasteners
002454577 | SETSCREW | M24 x 100mm, Hex, S/Steel Gde 316, Aust Std, EE Dwg 5-2-1020 | Bolts, Washers & Fasteners
001762608 | SETSCREW | M10 x 25mm, Hex, S/Steel Gde 316 c/w S/Steel Gde 304 Hex Nut, Aust Std (P100) (scm) | Bolts, Washers & Fasteners
001762580 | SETSCREW | M6 x 12mm, Hex, S/Steel Gde 316 c/w Hex Nut S/Steel Gde 304, Aust Std (P100) | Bolts, Washers & Fasteners
000418325 | SHACKLE | Bow, Galv, 70kN, 16mm Bolt & Nut C/W Humpback Split Pin, ETS 01-01-01 Dwg 01-07-01 (scm) (P30) | Forged Fittings
000104792 | SHACKLE | Bow, S/Steel Gde 316, 70kN, 16mm Bolt & Nut c/w Humpback Split Pin, Dwg 01-07-01 (P30) | Line Support Equip
002403462 | SHACKLE | Dee, Steel, Galv, High Grade "S" 16mm, 3.2T WLL, 19mm Dia Pin w/Eye & Collar, High Load | Galv Products
000418287 | SHACKLE | 13mm Body Dia, 16mm Pin Dia, Large Dee, Galv Mild Steel, Tested & Stamped with SWL, AS B278-1968 | Galv Products
000418279 | SHACKLE | Dee, Galv, Mild Steel, 10mm Body, 13mm Pin Gradem, Large Dee, to AS 2741 Tested & Stamped with S.W.L. | Galv Products
002403463 | SHACKLE | Bow, Galv Steel, 160kN c/w Clevis Bolt, Nut & Hump Split Pin, AS 1154.2 Ref 160/S (Bag of 20) | Forged Fittings
002400667 | SHACKLE | Type D,10mm Body, 12mm Pin, Galv Steel | Galv Products
002407252 | SHACKLE | Bow, Galv Steel, 120kN c/w Clevis Bolt Nut & Hump Split Pin, ETS 11-09-01 (scm) | Forged Fittings
002404051 | SHACKLE | D 10mm, Tested & Stamped with SWL | Galv Products
002407338 | SHACKLE | Bow, 19mm WLL 4.7Tonne | Tools & Equipment
002404054 | SHACKLE | D 20mm, Tested & Stamped with SWL | Galv Products
002407265 | SHACKLE | Bow, Galv Steel, 160kN c/w Clevis Bolt, Nut & Hump Split Pin, ETS 11-09-01 | Forged Fittings
002404052 | SHACKLE | Grade 'S' Large Bow 12mm, to AS2741-1992 | Galv Products
002403460 | SHACKLE | Bow, Galv Steel, High Grade S, 8mm, 0.75 Tonne WLL, 10mm Dia Pin W/Eye & Collar, High Load | Forged Fittings
002400364 | SHADE BRIM,SAFETY CAP | Straw Shade, to suit Safety Peaked Cap | HS & PPE
001841573 | SHADE BRIM,SAFETY HELMET | Fabric Sunshade, Neck Flap, White | PPE, Hardware & Tools
002400365 | SHADE BRIM,SAFETY HELMET | Straw Shade, to suit Safety Full Helmet | HS & PPE
000105056 | SHADE BRIM,SAFETY HELMET | Hard Hat Brim with Shade & Neck Protection, Elastic Inner Rim for perfect fit, Elastic Straps | PPE, Hardware & Tools
000104779 | SHADE BRIM,SAFETY HELMET | Snap Brim, Plastic, for Sun Protection, White Only, suit Protector 43 Safety Caps | PPE, Hardware & Tools
002471423 | SHADE,LAMP | Anti Glare Shield, for RoadFlair BRP393, suit s/codes 2467116, 2467090 (scm) | Street Lights
002471431 | SHADE,LAMP | Anti Glare Shield, for RoadFlair BRP392, suit s/code 2467066 (scm) | Street Lights
002471449 | SHADE,LAMP | Anti Glare Shield, for RoadFlair BRP391, suit s/codes 2467058, 2467074 (scm) | Street Lights
002425262 | SHEARS,PRUNING,HAND | Long Handle Cutter, Cut & Hold Secateur 630mm Lg, Conductive Tool, PVC Sleeving on Cutter Shaft c/w Warning Label, Black Text on Yellow B/Ground, "WARNING | Tools & Equipment
002455475 | SHEARS,STRAIGHT TRIMMERS | Black Panther, HD, Universal, S/Steel c/w Safety Lock, Multi-Purpose, suit Cutting Cable Ties & Light Electrical Cable | PPE, Hardware & Tools
002466993 | SHEATH,LINEMAN'S KNIFE | Webbing, Custom Sheath Pouch, suit Raychem Cable Jointer Lineman's Knife | PPE, Hardware & Tools
002483808 | SHEETING,REFLECTIVE | Traffic Sign Blanking Plate, Roll-up, 600 x 600mm, Retroreflective Yellow, Hard Velcro Backed, 4 Corner Eyelets | Signs
002483816 | SHEETING,REFLECTIVE | Traffic Sign Blanking Plate, Roll-up, 1200 x 300mm, Retroreflective Yellow, Hard Velcro Backed, 4 Corner Eyelets | Signs
002496339 | SHELF,ELECTRICAL EQUIPMENT | 2RU Cantilever Shelf, 19" Rack Mount, 483mm W, 350mm D, Black, 20kg Max Load | Communications
002407078 | SHIELD | Anti Glare Shield Attachment for Sylvania B2224 & Nostalgia Luminmaires, Part No LA00002 B2224/MTH Glare Shield Attachment (scm) | Street Lights
000018050 | SHIELD | Glare, Self Adhesive Split Back, White, Blockout 3635-20b, suit Gerard Lighting (Sylvania) Maxi or Urban, Minor Rd, 6 Sets of 10 per Pack | Signs
000018051 | SHIELD | Glare, Self Adhesive Split Back, White, Blockout 3635-20b, suit Gerard Lighting (Sylvania) Roadster, Major Rd, 6 Sets of 10 per Pack | Signs
002407077 | SHIELD | Anti Glare Replacement Diffuser c/w Rear Shield Only for Sylvania B2222, Maxi or Urban Luminmaires 80W Max Power URB Maxi Visor Spare Glare | Street Lights
002462133 | SHIELD,IMPACT PROTECTION | Control Box Protection Cage, Dwg 1062515-01 & 1062515-02 | O/Head Line
002422293 | SHOE,SAFETY,LADDER | White Rubber End Caps, Foot Kit, 2 per Set for Fibreglass Extension Ladder, suit Bailey Ladders | Ladders
000024067 | SHOE,SAFETY,LADDER | Step ladder Feet Kit, c/w 1 Foot, Accociated Washers & Rivets, suits Ladamax Step Ladders | PPE, Hardware & Tools
002430213 | SHOE,SAFETY,LADDER | White Rubber End Caps, Foot Kit, 2 Per Set for Branach Fibreglass Extension Ladder | Ladders
002430205 | SHOE,SAFETY,LADDER | Rubber Boot, Foot Kit, suit Branach Fibreglass Extension Ladder | Ladders
000023148 | SHOE,SAFETY,LADDER | Step Ladder Feet Kit, c/w 4 Yellow Feet, Associated Washers & Rivets, suits Bailley Double Sided Step Ladder | Hardware & Tools
000020834 | SHOES,SAFETY | Oliver, Derby, Black, Lace Up, Full Grain Leather, Steel Toe, PU Sole, EH Resistant, Sizes 4 to 13, Half Sizes 6.5 to 10.5 | HS & PPE
002422830 | SHOTGUN STICK | Adaptor, Sunrise used in Shotgun Stick Kit | Hardware & Tools
002422079 | SHOTGUN STICK SET | c/w Shotgun Stick Sectional 1800mm with 300mm Head, Shotgun Extension 600mm, Silicon Cloth, Disconnect Hook, Fuse Pillar, Met Guard Ring placed/affixed at | Hardware & Tools
002498632 | SHROUD,GRINDER | Milwaukee Dust Extraction Cutting Shroud, 115-125mm Dia Disc | Tools & Equipment
002498624 | SHROUD,GRINDER | Milwaukee Surface Grinding Dust Shroud, 125mm Dia Cup Wheel, Universal Fit | Tools & Equipment
002437564 | SHUNT TRIP KIT | 240VAC for 33kV RMU (2S2F) JTS 06-08-01 | Switchgear
002437549 | SHUNT TRIP KIT | 240VAC for 22kV RMU (3S1F) JTS 06-08-01 | Protection
002437572 | SHUNT TRIP KIT | 240VAC for 33kV RMU (3S1F) JTS 06-08-01 | Switchgear
002437531 | SHUNT TRIP KIT | 240VAC for 22kV RMU (2S2F) JTS 06-08-01 | Protection
002437556 | SHUNT TRIP KIT | 240VAC for 33kV RMU (2S1F) JTS 06-08-01 | Switchgear
002437523 | SHUNT TRIP KIT | 240VAC for 22kV RMU (2S1F) JTS 06-08-01 | Protection
002406999 | SHUNT,INSTRUMENT | RIV Ball & Socket Type White, S'Line, Cat # 8505B | O/Head Line
002458818 | SIGN | Retrofit, Transformer Sign, S/Steel, "SERIAL: STOCK #, SPN:", 250 x 150mm, Black Text, Silver B/Ground, Laser Etched Marine Grade | Signs
002427748 | SIGN | Warning Sign, Al, "WARNING REMOTE HIGH VOLTAGE SEPARATE EARTH", 125 x 60 x 1mm, Black Text, Yellow B/Ground, EE Dwg 985329-01 (scm) | Signs
002427763 | SIGN | Warning Sign, Al, "WARNING REMOTE HIGH VOLTAGE EARTH", 125 x 60 x 1mm, Black Text, Yellow B/Ground, EE Dwg 985329-03 (scm) | Signs
002439826 | SIGN | ABS Plastic, "NON ACCESS WORK", 360 x 340 x 3mm, Black Text 54 x 54mm Arial, Brown B/Ground c/w 12mm Punched Holes in Top Corners | Signs
002426260 | SIGN | Al, "SWITCHGEAR CONTAINS SF6 GAS", 450 x 300mm, Zone Substation SF6 Switchgear, Dwg EESS-10181-43 | Signs
000104575 | SIGN | T1-5A, Traffic Road Sign, Al, "Workers Ahead" Symbol, 900 x 600mm, Class 1W, Black Border, suit Swing Stand 900 x 600mm, AS1742.1 | Signs
002422772 | SIGN | Not Electrically Connected, Black Text on White Sign | Signs
002465979 | SIGN | Arrow, Al, 220 x 120 x 1.6mm, Class1 Material, Red Screen Printed Arrow with Energy Queensland Group Logo Cut-out, White Reflective B/Ground c/w Mounting | Signs
002406179 | SIGN | Plaque, U/G Cable Location (Kerb) Small, 80 x 25 x 10mm, Cast Aluminium, c/w QTY 2 x 25mm Fixed Legs, Dwg A4-875247-01 (scm) | Signs
002427755 | SIGN | Warning Sign, Al, "WARNING REMOTE HIGH VOLTAGE CMEN EARTH", 125 x 60 x 1mm, Black Text, Yellow B/Ground, EE Dwg 985329-02 (scm) | Signs
002406539 | SIGN | ABS Plastic, UV Treated, "CAUTION OTHER SERVICES IN CLOSE PROXIMITY", Black on White, Flexible, suit Wood Pole Mount, WB Dwg A4-1666 | Signs
000024116 | SIGN | DANGER HIGH VOLTAGE SYMBOLIC, Alum Retro Reflective, 220mm Dia, 1.6mm Thk, Dwg 2900-A3 D53 | Signs
002423051 | SIGN | PPL Material, "NON IONISING RADIATION WARNING", 300 x 450mm, Dwg A4-901978-17 Drawing No.A4-901978-17 | Signs
002423044 | SIGN | Al, "ERGON ENERGY - SITE ENTRY CONDITIONS", 300 x 450mm, Dwg EESS-10181-12 | Signs
002422764 | SIGN | Hazardous Condition Warning Tag, PC Material, 150 x 75 x 3mm, Radius Corners c/w 2 x 10mm Padlock Holes, 2 Sided Labelling Text & Colour as per | Signs
002422731 | SIGN | Warning Sign, "DANGER, LIVE HIGH VOLTAGE CONDUCTORS ABOVE OR BEYOND", 360 x 340 x 3mm | Signs
002404492 | SIGN | Warning Sign, Al, "DANGER HIGH VOLTAGE", 300 x 225mm, Class 1, Black Text, White Reflective B/Ground | Signs
002459642 | SIGN | Substation Signage, "DANGER", Cable Earth Bonded Through HV Sheath, 150 x 75mm, Dwg EESS-10181-82 | Signs
002459634 | SIGN | Substation Signage, "DANGER", Cable Not Earth Bonded At This End, 150 x 75mm, Dwg EESS-10181-81 | Signs
002459626 | SIGN | Substation Signage, "DANGER", Cable Earth Bonded At This End, 150 x 75mm, Dwg EESS-10181-80 | Signs
000022461 | SIGN | Gravoply Clear Perspex, Legend OUT OF SERVICE, 80 x 25 x 23mm, Yellow with Black Text, 60 x 20mm, Dwg CCSTD-AR081-01, suit 1A Fuse Link | Signs
002499127 | SIGN | Flex DNOB 150mm x 75mm d/s laminated reflective (Do Not Operate) banner tags with 10mm hole | Signs
002406542 | SIGN | ABS Plastic, "DANGER ELECTRIC CABLES BURIED HERE", 3mm, Dwg A4-296-02 Issue B | Signs
000022462 | SIGN | Gravoply Clear Perspex, Legend ISOLATED, 80 x 25 x 23mm, Red with White Text, 60 x 20mm, Dwg CCSTD-AR081-01, suit 1A Fuse Link | Signs
002498319 | SIGN | HV BESS Fire Emergency Response Plan, Al, 1200 x 1400mm, Class 1.6, Non-Reflective, Corners Drilled for Mounting | Signs
002423168 | SIGN | Al, "CAPACITOR CAN PREPARATION FOR SAFE WORKING - INSTRUCTION TEXT", 600 x 900mm, Dwg EESS-10181-24 | Signs
002423093 | SIGN | Colourbond, "10km/hr" Symbol, 600 x 450mm, Substation Road Traffic Speed Advice, Dwg A4-901978-31 | Signs
000157120 | SIGN | Kerb Marker, 35mm Dia, 1.6mm H, "E", Brass, c/w QTY 2 x 25mm L MTG Studs on Back, (P100) | Signs
000020890 | SIGN | Kerb Marker, 38mm Dia, 1.6mm H, "E", S/STEEL, c/w S/STEEL MUSH HD Spikes, (P50) | Signs
002441343 | SIGN | A-Frame, "ASBESTOS WORK IN PROGRESS", 350 x 600mm, Black Text, Yellow B/Ground B/Ground | HS & PPE
002439719 | SIGN | Warning Sign, Magnetic, "DANGER RISK OF ELECTRIC SHOCK, DO NOT APPROACH OPERATING VEHICLE", 300 x 200 x 0.08mm, for HV Live Work Vehicles | Signs
002457604 | SIGN | Traffolyte, "SATELLITE TERMINAL ON/OFF", 70 x 40mm, White Text, Red B/Ground, Sat Comms Isolator Label for Toggle Switch, Dwg 974851-39 | Communications
000020251 | SIGN | Kerb Marker, 155 x 65 x 2mm, ELECTRIC CABLE IN ROAD, S/STEEL Plate, c/w QTY 2 x 6mm Holes & QTY 2 x 50 x 5mm S/STEEL Mush HD Spikes | Signs
000157134 | SIGN | Type 1, "WARNING UNDERGROUND CABLE", Dwg 875244-01 (scm) | Signs
000157126 | SIGN | Type 2, "WARNING UNDERGROUND CABLE", Dwg 875246-01 (scm) | Signs
002478725 | SIGN | Subs Security Signage, Al, 450 x 300 x 1.6mm, White Text on Black B/Ground, Text & Colouring as per Dwg EESS-10181-92 | Signs
002423028 | SIGN | Colourbond, PPE advice "THIS PROTECTIVE EQUIPMENT MUST BE WORN", 600 x 900mm, Dwg A4-901978-07 | Signs
002423036 | SIGN | Al, "DANGER - HIGH VOLTAGE", 450 x 300mm, Dwg EESS-10181-10 Drawing No.A4-901978-13 | Signs
002403445 | SIGN | Al, "DANGER, HIGH VOLTAGE", 360 x 170mm, as specified for Regulatory Signs in AS1319-1994 | Signs
000024154 | SIGN | DANGER, HIGH VOLTAGE, DO NOT CLIMB, Climbing Deterrent for Transmission Structures, Dwg 29122-A3-4 | Signs
000024115 | SIGN | LOW LIVE PARTS KEEP CLEAR; ALUMINIUM RETRO REFLECTIVE; 220mm x 180mm x 1.6mm THICK; DRAWING 2900-A3 D52 | Signs
002478717 | SIGN | Subs Security Signage, Al, 185 x 160 x 3mm, Engraved Lettering, Text & Colouring as per Dwg EESS-10181-91 | Signs
002478709 | SIGN | Subs Switchyard Signage, Al, 450 x 300 x 1.6mm, Black Text on Yellow B/Ground, Text & Colouring as per Dwg EESS-10181-90 | Signs
002472355 | SIGN | Al Plate, "WORKING ON CAPACITOR BANK", Capacitor Bank Enclosure Entry Information, 300 x 350mm, EESS-10181-89 | Signs
002472348 | SIGN | Al Plate, "DANGER-HIGH VOLTAGE AT GROUND LEVEL", Capacitor Bank Enclosure Entry, 450 x 300mm, EESS-10181-88 | Signs
002406993 | SIGN | Plaque, U/G Cable Location (Corner), 100 x 100 x 10mm, Cast Aluminium, c/w 2 x 20mm Fixed Legs, Dwg A4-875248-01 (scm) | Signs
002499010 | SIGN | Flex DNOB 90mm x 50mm d/s laminated reflective (Do Not Operate) banner tags with 10mm hole | Signs
002466647 | SIGN | Substation Signage, "DANGER", Cable Not Earth Bonded At This End, Adhesive, 250 x 180mm, Dwg EESS-10181-69 | Signs
002466639 | SIGN | Substation Signage, "DANGER", Cable Earth Bonded At This End, Adhesive, 250 x 180mm, Dwg EESS-10181-68 | Signs
000016858 | SIGN | Warning, "DANGER ELECTRICAL APPARATUS NOW ALIVE", Colour Photocopy, Laminated, 286 x 195mm, Red, White & Black (P20) | Signs
002476323 | SIGN | Temporary Snap on Sign, Plastic, NO PARKING, 350 x 350mm, Sign Slips into Traffic Cone | Signs
002478733 | SIGN | Subs Security Signage, PPL, 140 x 100 x 1.2mm, Blue Text on White B/Ground, Text & Colouring as per Dwg EESS-10181-93 | Signs
002436004 | SIGN | PVP Material, "CONSTRUCTION SITE", 840 x 1188mm, Anti-Graffiti Coating, Mounting Holes in 4 Corners, for all Ergon Construction Sites, Site Specific | Signs
002485514 | SIGN | Warning, X, DANGER, DO NOT CLIMB! POLE DEFECTIVE, Ergon Logo, Climbing Deterrent for Unservicable Customer Poles, Dwg 10-7-1-1 A | Signs
002482271 | SIGN | DANGER, DO NOT CLIMB, ACCESS IS RESTRICTED, Ergon Logo, Climbing Deterrent for Suspect Poles, Dwg 29122-A3-7 | Signs
002482255 | SIGN | DANGER, DO NOT ENTER HIGH VOLTAGE, Ergon Logo, for Steel Lattice Tower Fence, Dwg 29122-A3-6 | Signs
002482230 | SIGN | DANGER, DO NOT CLIMB, Ergon Logo, Climbing Deterrent for High Risk Steel Lattice Towers, Dwg 29122-A3-3 | Signs
000022460 | SIGN | Gravoply Clear Perspex, Legend NON-COMMISSIONED, 80 x 25 x 23mm, White with Black Text, 60 x 20mm, Dwg CCSTD-AR081-01, suit 1A Fuse Link | Signs
002498798 | SIGN | ABS Plastic, 'ENERGY SYSTEM WORK AUTHORITY', 360 x 340 x 3mm White Text 47 x 47mm, Arial, Purple B/Ground c/w 12mm Punched Holes | Signs
000775101 | SIGN | Fabric, Hi-Vis Vinyl, "WORK AREA", 900 x 600mm, Black Text, Yellow B/Ground c/w 1000 x 25mm PVC Conduit Top & Bottom for Mounting, EE Dwg 19-A3-1278 | Signs
002489201 | SIGN | Crew on Line Lockable Tag, 90 x 43 x 1mm Al with 10mm Hole, Double Sided Class 2 Reflective, " DANGER CREW ON LINE" Sticker | Hardware & Tools
000775093 | SIGN | ABS Plastic, "HV TESTING KEEP CLEAR", 360 x 340 x 3mm, Material White, Dwg 19-A3-1275 | Signs
000105021 | SIGN | Warning Sign, "BURIED FIBRE OPTIC CABLE IN THIS VICINITY OBTAIN CABLE LOCATION DETAILS", EE Dwg 914366-01 (MOQ50) (scm) | Signs
000104574 | SIGN | T8-1, Road Sign, Al, "PEDESTRIANS WATCH YOUR STEP", 900 x 600mm, Class 1, suit Swing Stand 900 x 600mm 600mm). | Signs
000104572 | SIGN | T4-5, Road Sign, Al, "POWERLINE WORKS IN PROGRESS", 900 x 600mm, Class 1, suit Swing Stand 900 x 600mm, AS1742.3 | Signs
002439727 | SIGN | Warning Sign, PPL Material, "DANGER RISK OF ELECTRIC SHOCK, DO NOT APPROACH OPERATING VEHICLE", 300 x 200 x 3mm, for HV Live Work Vehicles | Signs
000104320 | SIGN | Warning Sign, Al, "DANGER HIGH VOLTAGE ELECTRICITY CABLES BURIED HERE NO CULTIVATION IN THIS AREA", 297 x 210 x 2mm, Dwg 1078316-01 | Signs
002438042 | SIGN | Warning Sign, "DANGER - NETWORK ACCESS RESTICTION APPLIES", 300 x 450mm, Non-Reflective, 4 x Rd Each Corner, Dwg 901978-32 | Signs
002423150 | SIGN | Al, "FIRE, NAKED FLAMES AND SMOKING", 300 x 450mm, Dwg EESS-10181-28, Dwg A4-901978-45 | Signs
002401685 | SIGN | Metal, "DANGER 11000 VOLTS", 380 x 190 x 1.6mm, Dwg 10/102 | Signs
002401684 | SIGN | ABS Plastic, "DANGER DO NOT OPERATE", 150 x 75 x 3mm c/w 2 x 8mm Hanging Holes, Dwg 901978-65 (scm) | Signs
002423143 | SIGN | Al, "NO SMOKING IN THIS AREA", 300 x 450mm, Dwg EESS-10181-27 Drawing No.A4-901978-40 | Signs
002423135 | SIGN | Al, "DO NOT USE MOBILE TELEPHONES OR TRANSCEIVERS IN THIS AREA OPERATIONAL PURPOSES EXCEPTED", 300 x 450mm, Dwg EESS-10181-26 | Signs
002423127 | SIGN | Al, "NO PARKING SUBSTATION ENTRANCE", 300 x 450mm, Dwg EESS-10181-37 Drawing No.A4-901978-59 | Signs
002423119 | SIGN | Al, "VEHICLES MUST NOT BE DRIVEN ACROSS", 300 x 450mm, Dwg EESS-10181-23 Drawing No.A4-901978-36 | Signs
002423101 | SIGN | Al, "VEHICLES ARE RESTRICTED TO FORMED", 300 x 450mm, Dwg EESS-10181-22 Drawing No.A4-901978-35 | Signs
002423085 | SIGN | Colourbond, "AUTHORIZED PERSONS ONLY", 300 x 450mm, Dwg A4-901978-22 | Signs
002423077 | SIGN | Al, "COMBUSTIBLE LIQUID", 1500 x 150mm, Black Text, White/Silver B/Ground, Dwg EESS-10181-14 | Signs
002423069 | SIGN | Al, "HAZCHEM", 600 x 125mm, Red Text, White B/Ground, Dwg EESS-10181-15 | Signs
002459618 | SIGN | Substation Signage, "DANGER", Cable Earth Bonded Through HV Sheath, Adhesive, 80 x 60mm, Dwg EESS-10181-79 | Signs
002459600 | SIGN | Substation Signage, "DANGER", Cable Not Earth Bonded At This End, Adhesive, 80 x 60mm, Dwg EESS-10181-78 | Signs
002459592 | SIGN | Substation Signage, "DANGER", Cable Earth Bonded At This End, Adhesive, 80 x 60mm, Dwg EESS-10181-77 | Signs
002459097 | SIGN | Asbestos Pit Warning Sign, Poly Material "WARNING THIS PIT MAY CONTAIN ASBESTOS CONTAINING MATERIAL", 175 x 70 x 1.4mm, Black Text, Yellow Reflective B/Ground | Signs
000104333 | SIGN | Al, Pole, Asset Identification Number, EE Dwg 901732-01 (MOQ 5000) (scm) | Signs
002406543 | SIGN | Metal, "DANGER ELECTRIC CABLES BURIED HERE", Dwg A4-296-01 Issue C | Signs
002406180 | SIGN | Plaque, U/G Cable Location (Footpath) Large, 100 x 100 x 10mm, Cast Aluminium, c/w QTY 2 x 20mm Fixed Legs, Dwg A4-875249-01 (scm) | Signs
002447902 | SIGN | Hazard Sign, Al, "NON-IONISING RADIATION", 225 x 150 x 1.6mm, Non-reflective, Black Text & Symbol, Yellow B/Ground, for Sabre Ranger | Signs
002478469 | SIGN,ELECTRIC | LP Emergency Exit, Weatherproof, 5.1W, 24m Viewing Distance, 380 x 130 x 190mm, Wall Mount Single Sided, One Box Solution, IP66/67 | Remote Generation
002478444 | SIGN,ELECTRIC | LP Emergency Exit, 3.5W, Duris E2 LED, 24m Viewing Distance, 367 x 72 x 214mm, IP20 | Remote Generation
002477859 | SILICA GEL | Reusable Moisture Absorber, c/w Built In Indicator That Turns From Blue to Pink, 200g | Tools & Equipment
002455079 | SILICA GEL | Omni-tuff, Indicating Gel, Orange, 12.5kg Bucket, e-Gel used in Desiccant Breather (MOQ 10) | General Hardware
002404388 | SILICON,TECHNICAL | 601, 350g Can | Hardware & Tools
002459196 | SILICONE COMPOUND | Molykote 111, Silicone Oil, Lubricant & Sealant, Water Resistant, White Translucent | General Hardware
000022923 | SKIN PROTECTIVE COMPOUND | Neat 3b Action Cream; Prevents skin rash & chafing between the thighs & buttocks | PPE, Hardware & Tools
000016138 | SKIN PROTECTIVE COMPOUND | Emulsion; Skin Defence; Water Soluble; For protection against dirt;grease &oils Prevents persperation/skin softening when wearing gloves; 1000ml bottle | HS & PPE
000474605 | SLEEVE,COMPRESSION | NT, 7/3.00 AAC, AAAC, 6/1/3.00 ACSR, Hex Die A/F 17.3mm (scm) | Line Hardware
002405215 | SLEEVE,COMPRESSION | Joint to suit Cu Conductor 7/.044 (P100) | O/Head Line
000104350 | SLEEVE,COMPRESSION | NT, 25mm2/10mm2, Cu, ABC Hex Die A/F 14.0mm, Insulated (Fully Ribbed), Prefitted Tail For use on Neutral only, (scm) (P20) | Line Hardware
002407150 | SLEEVE,COMPRESSION | FT, Sulphur, 61/3.75 AAAC 1120, Die Size Al 47.5mm, ETS 11-09-01 | Line Hardware
002403514 | SLEEVE,COMPRESSION | FT, suit 30/7/2.50 ACSR, 30/7/.102 ACSR, 19/3.75 AAAC, 19/3.75 AAC, 37/.102 AAC, Hex Die A/F 26.2mm | Line Hardware
000474651 | SLEEVE,COMPRESSION | FT, 7/4.75, AAAC, Iodine, Hex Die A/F 22.0mm (scm) | Line Hardware
002401279 | SLEEVE,COMPRESSION | FT, AAAC 7/3.75 Helium & 7/3.75 Garnet, Hex Die 18.0mm A/F, 7/0.142" Pine, Hex Die 17.3mm A/F, Al (scm) | Line Hardware
002403517 | SLEEVE,COMPRESSION | FT, AAAC 7/3.00 Flourine, 7/0.116" Fir, Hex Die 17.3mm A/F, Al (scm) | Line Hardware
002403991 | SLEEVE,COMPRESSION | FT, AAC 7/2.50 Leo, AAAC 7/2.50 Chlorine 7/0.093" Locust, Hex Die 14.0mm A/F, Al (scm) | Line Hardware
002403969 | SLEEVE,COMPRESSION | 630mm2 Al Cable, Nom 160mm Lg, use Al Hex Die A/F 43.2mm (P1) (scm) | Line Hardware
000104349 | SLEEVE,COMPRESSION | NT, 25mm2/16mm2, Cu, ABC Hex Die A/F 14.0mm, CU Insulated (Fully Ribbed), Prefitted Tail For use on Neutral only, (scm) (P20) | Line Hardware
000474727 | SLEEVE,COMPRESSION | NT, 25mm2/16mm2, Cu, ABC Insulated Prefitted Tail, Hex Die A/F 14.0mm2 (scm) (P20) | Line Hardware
002405261 | SLEEVE,COMPRESSION | NT, 37/3.00 AAC, 30/7/3.00 ACSR Hex Die A/F 30.3mm Al | Line Hardware
002407157 | SLEEVE,COMPRESSION | NT, Nitrogen, 37/3.00 AAAC 1120, Die Size Al 34.5mm, ETS 11-09-01 | Line Hardware
002407156 | SLEEVE,COMPRESSION | NT, Neon, 19/3.75 AAAC 1120, Die Size Al 30.0mm or 34.5mm, ETS 11-09-01 | Line Hardware
000474706 | SLEEVE,COMPRESSION | FT, 25mm2, ABC, Hex Die A/F 17.3mm2 (scm) (P50) | Line Hardware
002403511 | SLEEVE,COMPRESSION | FT, 50mm2, ABC, Hex Die A/F 17.3mm (P50) (scm) | Line Hardware
000474710 | SLEEVE,COMPRESSION | NT, 25mm2, ABC, Hex Die A/F 14.0mm (P100) (scm) | Line Hardware
002407152 | SLEEVE,COMPRESSION | FT, Lime, 30/7/3.5 ACSR/GZ, Die Size Al 40.0mm, Steel 19.0mm, ETS 11-09-01 | Line Hardware
002401271 | SLEEVE,COMPRESSION | FT, 30/7/3.00, ACSR, Hex Die A/F St 17.0mm, Al 34.5mm | Line Hardware
002425635 | SLEEVE,COMPRESSION | FT, ACSR 6/1/3.00 Apple, 6/1/0.118" Ferret, 2 Piece Type, Hex Die Al 14.0mm A/F, St 6.8mm A/F (scm) | Line Hardware
002454130 | SLEEVE,COMPRESSION | FT & Insulation Kit, suit 22kV, 120mm2, CCT Conductor (scm) | O/Head Line
000104654 | SLEEVE,COMPRESSION | FT, Oxygen, 19/4.75 AAAC 1120, Hex Die A/F 40.0mm | Lugs
002405214 | SLEEVE,COMPRESSION | Cu, Splice, 7/1.04, Conductor Hex Die A/F 4.4mm Cu (P100) | O/Head Line
002407151 | SLEEVE,COMPRESSION | FT, Grape, 30/7/2.5 ACSR/GZ, Die Size Al 40.0mm, Steel 19.0mm, ETS 11-09-01 | Line Hardware
002407145 | SLEEVE,COMPRESSION | FT, Krypton, 19/3.25 AAAC 1120, Die Size Al, 28.5mm, ETS 11-09-01 | Line Hardware
002458719 | SLEEVE,COMPRESSION | FT, 19/0.166, AL, AAC, Cockroach, Hex Die A/F 28.4mm, (scm) | Line Hardware
002401274 | SLEEVE,COMPRESSION | FT, 7/.118, Cu, HDBC, Hex Die A/F 14.0mm Cu (Narrow 9mm wide) | Line Hardware
000104418 | SLEEVE,COMPRESSION | FT, 19/2.14mm, Cu, HDBCC Hex Die A/F 13.0mm, Utilux No THCSM3/50, (P50) | Line Hardware
002407158 | SLEEVE,COMPRESSION | NT, Oxygen, 19/4.75 AAAC 1120, Die Size Al 40.0mm, ETS 11-09-01 | Line Hardware
000474723 | SLEEVE,COMPRESSION | NT, 25mm2/10mm2, Cu, ABC Insulated Prefitted Tail, Hex Die A/F 14.0mm2 (scm) (P20) | Line Hardware
002401097 | SLEEVE,COMPRESSION | FT, HDBC, 7/2.75, Hex Die 10.4mm A/F, Cu, Utilux p/n TGCSM1, for use on this cable only (P50) (scm) | Line Hardware
002403997 | SLEEVE,COMPRESSION | FT, HDBC, 7/1.75, Hex Die 6.3mm A/F, Cu, Utilux p/n TECSM3, for use on this cable only (P50) (scm) | Line Hardware
000157792 | SLEEVE,COMPRESSION | Connector, 7/1.35, Cu Cat No TECSM1, Utilux MS Products Cat No TECSM1 NSC:5920 (P50) | Line Hardware
002401273 | SLEEVE,COMPRESSION | FT, HDBC, 7/0.104" Imp, Hex Die 10.4mm A/F, Cu, Utilux p/n TGCS2, for use on this cable only (P50) (scm) | Line Hardware
000104419 | SLEEVE,COMPRESSION | FT, HDBC, 7/0.064" Imp, Hex Die 6.3mm A/F, Cu, Utilux p/n TECS2, for use on this cable only (P50) (scm) | Line Hardware
002401275 | SLEEVE,COMPRESSION | FT, HDBC, 7/3.50 & 19/0.083" Imp, Hex Die 13.0mm A/F, Cu, Utilux p/n THCS2 (scm) | Line Hardware
002403998 | SLEEVE,COMPRESSION | FT, HDBC, 7/2.00 & 7/0.080" (Imp), Hex Die 7.7mm A/F, Cu, Utilux p/n TFCS1 (P50) (scm) | Line Hardware
000474630 | SLEEVE,COMPRESSION | NT, 19/3.75, AL, AAC & AAAC, Hex Die A/F 26.2mm (scm) | Line Hardware
000474618 | SLEEVE,COMPRESSION | NT, 7/4.75, AL, AAC & AAAC 6/4.75+7/1.60 ACSR,7/4.50 AAC, Hex Die A/F 22.0mm (scm) (P1) | Line Hardware
002403978 | SLEEVE,COMPRESSION | NT, 3/4/2.50, ACSR/GZ, Raisin, ACSR Hex Die A/F 14.0mm (scm) | Line Hardware
000474615 | SLEEVE,COMPRESSION | FT, Moon, 7/4.75 AAC, Hex Die 22.0mm A/F, Al, AS1154-1 | Line Hardware
000474627 | SLEEVE,COMPRESSION | FT, AAC 19/3.75 Pluto, Hex Die 26.2mm A/F, 19/3.25 Neptune & 19/0.128" Hornet, Hex Die 24.9mm A/F, Al (scm) | Line Hardware
000474609 | SLEEVE,COMPRESSION | FT, Mars, 7/3.75 AAC, Hex Die 18.0mm A/F, Al, AS1154-1 | Line Hardware
002407146 | SLEEVE,COMPRESSION | FT, Neon, 19/3.75 AAAC 1120, Die Size Al 30.0mm or 34.5mm, ETS 11-09-01 | Line Hardware
002405277 | SLEEVE,COMPRESSION | FT, 150mm2, ABC, Hex Die A/F 21.5mm, Narrow Face | O/Head Line
000023777 | SLEEVE,COMPRESSION | FT, Mercury 7/4.50 AAC, Wasp 7/0.173, Hex Die 21.0mm A/F, Al, AS1154-1 | Line Hardware
002403944 | SLEEVE,COMPRESSION | Sector 3 Core, 120mm2 | Lugs
002401067 | SLEEVE,COMPRESSION | Hex Jointing, to suit 185mm to 240mm Al Cable c/w Internal Barrier | U/G Equipment
002440428 | SLEEVE,COMPRESSION | FT, Al, Mid Mount Lug Palm, 140 x 65 x 15mm, 2 x M16 Holes, 60mm Centre, Hex Die 40.0A/F, Taurus/Oxygen 19/4.75 | O/Head Line
000023776 | SLEEVE,COMPRESSION | FT, Fly, 7/0.134 AAC (7/3.40), 18.0mm A/F, Al, AS1154-1 | Line Hardware
002446722 | SLEEVE,COMPRESSION | Deadend Transverse Palm c/w Eye Coupling to Oxygen, 19/4.75 AAAC 1120, Dwg 5-2-1213 | Subtransmission
002403965 | SLEEVE,COMPRESSION | 300mm2, Al Cable, use Al Hex Die A/F 28.4mm (Utilux P/N H15212/1) | Line Hardware
002403966 | SLEEVE,COMPRESSION | 70mm2, Al Cable, use Al Hex Die A/F 13.2mm | Line Hardware
000474624 | SLEEVE,COMPRESSION | NT, 19/3.25, AL, AAC, Hex Die A/F 22.0mm | Line Hardware
000157622 | SLEEVE,COMPRESSION | 185mm2, Al Cable, use Al Hex Die A/F 21.0mm (scm) | Line Hardware
000157631 | SLEEVE,COMPRESSION | 240mm2, Al Cable, use Al Hex Die A/F 28.4mm (scm) | Line Hardware
000157651 | SLEEVE,COMPRESSION | 150mm2 Al Cable, use Al Hex Die A/F 21.0mm | O/Head Line
000474602 | SLEEVE,COMPRESSION | FT, AAC 7/3.00 Libra, 7/0.110" Ladybird, 7/0.188" Grub, Hex Die 17.3mm A/F, Al (scm) | Line Hardware
000474620 | SLEEVE,COMPRESSION | FT, 19/3.25, AL, AAC, Hex Die A/F 22.0mm | Line Hardware
000444008 | SLEEVE,COMPRESSION | FT, 95mm2, ABC, Hex Die A/F 21.5mm (scm) (P10) | Line Hardware
000104332 | SLEEVE,COMPRESSION | NT, 25mm2/6mm2, Cu, ABC Hex Die A/F 14.0mm2 (scm) | Line Hardware
000474714 | SLEEVE,COMPRESSION | NT, 25mm2/10mm2, Cu, ABC, Hex Die A/F 14.0mm (P100) (scm) | Line Hardware
000474719 | SLEEVE,COMPRESSION | NT, 25mm2/16mm2, Cu, ABC, Hex Die A/F 14.0mm (scm) (P100) | Line Hardware
002453389 | SLEEVE,COMPRESSION | FT & Insulation Kit, suit 11kV, 120mm2, CCT Conductor (scm) | O/Head Line
002492098 | SLEEVE,COMPRESSION | Compression Deadend Assembly, c/w Eye Tail, Deadend Sleeve w/Jumper Lug, FT, A/F 22.0mm, suit Hyena 7/4.39+7/1.93 | O/Head Line
000104773 | SLEEVE,COMPRESSION | FT, 19/3.25 Krypton, AAAC (1120) Hex Die A/F 22.0mm | Lugs
002407148 | SLEEVE,COMPRESSION | FT, Oxygen, 19/4.75 AAAC 1120, Die Size Al 40.0mm, ETS 11-09-01 | Line Hardware
002407147 | SLEEVE,COMPRESSION | FT, Nitrogen, 37/3.00 AAAC 1120, Die Size Al 34.5mm, ETS 11-09-01 | Line Hardware
002407144 | SLEEVE,COMPRESSION | FT, Iodine, 7/4.75 AAAC 1120, Die Size Al, 22.0mm, ETS 11-09-01 | Subtransmission
002407166 | SLEEVE,COMPRESSION | Termination Conductor Compression, FT, Sulphur, 61/3.75 AAAC 1120, Die Size Al 47.5mm, ETS 11-09-01 | Line Hardware
002407162 | SLEEVE,COMPRESSION | Termination Conductor Compression, FT, Lime, 30/7/3.5 ACSR/GZ, Die Size Al 40.0mm, Steel 19.0mm, ETS 11-09-01 | Line Hardware
002407161 | SLEEVE,COMPRESSION | Termination Conductor Compression, FT, Grape, 30/7/2.5 ACSR/GZ, Die Size Al 28.5mm, Steel 16.0mm, ETS 11-09-01 | Line Hardware
002426815 | SLEEVE,COMPRESSION | Termination Conductor Compression, FT, Krypton, 19/3.25 AAAC, Die Size Al 28.5mm, ETS 11-09-01 | Line Hardware
002426807 | SLEEVE,COMPRESSION | Termination Conductor Compression, FT, Diving, 30/7/3.50 ACSR/AC, Die Size Al 40.0mm, Steel 19.0mm, ETS 11-09-01 | Line Hardware
002426799 | SLEEVE,COMPRESSION | Termination Conductor Compression, FT, Cricket, 30/7/2.50 ACSR/AC, Die Size Al 28.5mm, Steel 16.0mm, ETS 11-09-01 | Line Hardware
002407155 | SLEEVE,COMPRESSION | NT, Krypton, 19/3.25 AAAC 1120, Die Size Al 28.5mm, ETS 11-09-01 | Line Hardware
002407160 | SLEEVE,COMPRESSION | NT, Sulphur, 61/3.75 AAAC 1120, Die Size Al 47.5mm, ETS 11-09-01 | Line Hardware
002407149 | SLEEVE,COMPRESSION | FT, Selenium, 61/3.25 AAAC 1120, Die Size Al 44.5mm, ETS 11-09-01 | Line Hardware
002407153 | SLEEVE,COMPRESSION | FT, Paw Paw, 54/3.75 19/2.25 ACSR/GZ, Die Size Al 47.5mm, Steel 20.0mm, ETS 11-09-01 | Line Hardware
002426831 | SLEEVE,COMPRESSION | Conductor Compression, FT, Diving, 30/7/3.50 ACSR/AC, Die Size Al 40.0mm, Steel 19.0mm, ETS 11-09-01 | Line Hardware
002426823 | SLEEVE,COMPRESSION | Conductor Compression, FT, Cricket, 30/7/2.50 ACSR/AC, Die Size Al 28.5mm, Steel 16.0mm, ETS 11-09-01 | Line Hardware
002425502 | SLEEVE,COMPRESSION | FT, ACSR, 6/4.75 + 7/1.60 Cherry & Carrot, 6/0.186" + 7/0.062" Dog, 2 Piece Type, Hex Die Al 22.0mm A/F, St 9.5mm A/F (scm) | Line Hardware
002425643 | SLEEVE,COMPRESSION | FT, ACSR 6/1/3.75 Banana, 6/1/3.75 Cabbage, 6/1/0.144" Mink, 2 Piece Type, Hex Die Al 18.0mm A/F, St 9.5mm A/F (scm) | Line Hardware
002407165 | SLEEVE,COMPRESSION | Termination Conductor Compression, FT, Selenium, 61/3.25 AAAC 1120, Die Size Al 44.5mm, ETS 11-09-01 | Line Hardware
002407163 | SLEEVE,COMPRESSION | Termination Conductor Compression, FT, Paw Paw, 54/3.75 19/2.25 ACSR/GZ, Die Size Al 47.5mm, Steel 20.0mm, ETS 11-09-01 | Line Hardware
002407164 | SLEEVE,COMPRESSION | Termination Conductor Compression, FT, Oxygen 19/4.75 AAAC 1120, Die Size Al 40.0mm, ETS 11-09-01 | Line Hardware
002405154 | SLEEVE,COMPRESSION | Sector 4 Core 120mm | O/Head Line
000474612 | SLEEVE,COMPRESSION | NT, 7/3.75, AL, AAC & AAAC, 6/1/3.75 ACSR, Hex Die A/F 18.0mm (P1) (scm) | Line Hardware
002469765 | SLEEVE,ELECTRICAL CONNECTOR | H-Tensile, Mechanical Shear Bolt, 120-300mm2,Tinned Al, Blocked, suit 120 to 300mm2, up to 42kV Cable (scm) | U/G Accessories
002406153 | SLEEVE,ELECTRICAL CONNECTOR | NT, Shear Bolt, suit 120mm2 Al, Solid, 4 Core & 3 Core Cable, for Joining or Repair | O/Head Line
000023932 | SLEEVE,ELECTRICAL CONNECTOR | Mechanical Shear Bolt, 25-95mm2, 65mm Lg, 5mm Barrier, Al, Blocked, 2 x 13mm A/F Hex Contact Bolts | O/Head Line
000015816 | SLEEVE,ELECTRICAL CONNECTOR | Compression, FT, 19/0.101" HDBC (Imp) & 19/2.56mm HDBC, Cu (scm) | O/Head Line
002400976 | SLEEVE,ELECTRICAL CONNECTOR | Cu Solder splice, Jointing Solder Grip, Type Cu 35mm2 | Lugs
000018109 | SLEEVE,ELECTRICAL CONNECTOR | Mechanical Shear Bolt, Al-Cu, 95-240mm2, 125mm Lg, Blocked, 4 x Contact Bolts | O/Head Line
000023942 | SLEEVE,ELECTRICAL CONNECTOR | Mechanical Shear Bolt, Al-Cu, 185-400mm2 170mm Lg, Blocked, 6 x Contact Bolts | O/Head Line
002406755 | SLEEVE,ELECTRICAL CONNECTOR | NT, Shear Bolt, Straight, suit 240mm2 Al Stranded, Solid, 4 Core & 3 Core Round Cable | O/Head Line
002491546 | SLEEVE,ELECTRICAL CONNECTOR | H-Tensile, Mechanical Sheer Bolt, 95-240mm2, Tinned Al, Blocked, suit 95 to 240mm2 Standed Sector LV Cable | U/G Accessories
002429041 | SLEEVE,HARNESS | One Piece with 4 x TB2 Buttons | Hardware & Tools
002493708 | SLEEVES,ELECTRICAL WORKERS | Class 3, Extra Curve, Live Line Sleeves (pair) Length 610mm, Small Size 24" | Hardware & Tools
002493724 | SLEEVES,ELECTRICAL WORKERS | Class 3, Extra Curve, Live Line Sleeves (pair) Length 725mm, Large Size 28.5" | Hardware & Tools
002493799 | SLEEVES,ELECTRICAL WORKERS | Class 4, Extra Curve, Live Line Sleeves (pair) Length 675mm, Regular Size 26.5" | Hardware & Tools
002493757 | SLEEVES,ELECTRICAL WORKERS | Class 2, Extra Curve, Live Line Sleeves (pair) Length 675mm, Regular Size 26.5" | Hardware & Tools
002493740 | SLEEVES,ELECTRICAL WORKERS | Class 2, Extra Curve, Live Line Sleeves (pair) Length 610mm, Small Size 24" | Hardware & Tools
002478576 | SLEEVES,ELECTRICAL WORKERS | Live Line, Class 4, Rubber, Curved, Sleeve Length Extra Small (XS), 21", Red/Yellow, Complies with ASTM D1051 | Hardware & Tools
002478568 | SLEEVES,ELECTRICAL WORKERS | Live Line, Class 3, Rubber, Curved, Sleeve Length Extra Small (XS), 21", Red/Yellow, Complies with ASTM D1051 | Hardware & Tools
002478550 | SLEEVES,ELECTRICAL WORKERS | Live Line, Class 2, Rubber, Curved, Sleeve Length Extra Small (XS), 21", Red/Yellow, Complies with ASTM D1051 | Hardware & Tools
002493732 | SLEEVES,ELECTRICAL WORKERS | Class 3, Extra Curve, Live Line Sleeves (pair) Length 750mm, Extra Large Size 29.5" | Hardware & Tools
002493773 | SLEEVES,ELECTRICAL WORKERS | Class 2, Extra Curve, Live Line Sleeves (pair) Length 750mm, Extra Large Size 29.5" | Hardware & Tools
002493765 | SLEEVES,ELECTRICAL WORKERS | Class 2, Extra Curve, Live Line Sleeves (pair) Length 725mm, Large Size 28.5" | Hardware & Tools
002493815 | SLEEVES,ELECTRICAL WORKERS | Class 4, Extra Curve, Live Line Sleeves (pair) Length 750mm, Extra Large Size 29.5" | Hardware & Tools
002493807 | SLEEVES,ELECTRICAL WORKERS | Class 4, Extra Curve, Live Line Sleeves (pair) Length 725mm, Large Size 28.5" | Hardware & Tools
002493781 | SLEEVES,ELECTRICAL WORKERS | Class 4, Extra Curve, Live Line Sleeves (pair) Length 610mm, Small Size 24" | Hardware & Tools
002493716 | SLEEVES,ELECTRICAL WORKERS | Class 3, Extra Curve, Live Line Sleeves (pair) Length 675mm, Regular Size 26.5" | Hardware & Tools
002465086 | SLEEVING,TEXTILE,ELECTRICAL | Fibreglass Tight Weave, Silcone Finish, 5mm ID Nom, 1.2m Lg, Wall approx 0.45mm Thk, White | Remote Generation
002427201 | SLING | Rescue Connector Sling, Flat, Short c/w Triple Action Karabiner Each End | PPE, Hardware & Tools
002417418 | SLING | Endless, 1200mm Lg, AS1353.1:1997, Synthetic-Webbing Sling or BS EN566:1997 | Height Safety
002417400 | SLING | Snake, 2m, AS1353.1:1997 | PPE, Hardware & Tools
002417426 | SLING | Endless, 400mm Lg, AS1353.1:1997, Synthetic-Webbing Sling or BS EN566:1997 | Height Safety
002427219 | SLING | Flat Synthetic Webbing, 25 x 600mm Min Effective Length, Min 32kN | PPE, Hardware & Tools
000104655 | SLING | Round, 1000mm, Effective 2000kg SWL, Out Of Green Polyester, Round Slings Synthetic Fibre, to AS4497.2 | Hardware & Tools
002486512 | SLING | Vertical Snake Sling 2 ply 50mm x 1.2m 48kN BLUE | PPE, Hardware & Tools
002483238 | SLING | Endless, 500mm, 1000Kg SWL, Violet | Height Safety
002483253 | SLING | Endless, 6000mm, 4000Kg SWL, Grey | Height Safety
002483246 | SLING | Endless, 3000mm, 4000Kg SWL, Grey | Height Safety
000104660 | SLING | Round, 5000mm, Effective 3000kg SWL, Out Of Yellow Polyester, Round Slings Synthetic Fibre, to AS4497.2 | Hardware & Tools
000104659 | SLING | Round, 4000mm, Effective 3000kg SWL, Out Of Yellow Polyester, Round Slings Synthetic Fibre, to AS4497.2 | Hardware & Tools
000104658 | SLING | Round, 3000mm, Effective 3000kg SWL, Out Of Yellow Polyester, Round Slings Synthetic Fibre, to AS4497.2 | Hardware & Tools
000104657 | SLING | Round, 2000mm, Effective 2000kg SWL, Out Of Green Polyester, Round Slings Synthetic Fibre, to AS4497.2 | Hardware & Tools
000104656 | SLING | Round, 1500mm, Effective 2000kg SWL, Out Of Green Polyester, Round Slings Synthetic Fibre, to AS4497.2 | Hardware & Tools
002407099 | SLING | Cross Arm Flat Webbing, 680 x 50mm, Effective, 750kg WLL, Compliant to AS 1353.1 | PPE, Hardware & Tools
000021671 | SLING,ENDLESS | Synthetic Endless Round, c/w Protective Sleeve Over WLL Tag, 3m, 2 Tonne Capacity | Hardware & Tools
000022988 | SLING,ENDLESS | Synthetic Endless Round, 700mm Lg, c/w Protective Sleeve Over WLL Tag, 2 Tonne, Green Colour to Identify WLL | Hardware & Tools
000021863 | SLING,ENDLESS | Synthetic Endless Round Sling, 32kN WLL 400kg, Polyester Webbing, 1.5m Lg, Red Colour | PPE, Hardware & Tools
000022983 | SLING,ENDLESS | Synthetic Endless Round, 2m Lg, 6 Tonne, c/w 1.6m Lg Sleeve, 100mm Web Kooper Cover, for Lifter Borer Only | Hardware & Tools
002417574 | SLING,GEAR | for Storing Hardware whilst Working on Roofs | Height Safety
000025468 | SLING,RESCUE EQUIPMENT | Orange, 25mm x 2m Lg Round Sling, for Transformer Access Kit | PPE, Hardware & Tools
000021862 | SLING,RESCUE EQUIPMENT | Fluoro Yellow, 25mm x 1.2m Lg Round Sling, for Transformer Access Kit | PPE, Hardware & Tools
002468338 | SLING,RESCUE EQUIPMENT | Blue, 25mm x 600mm Lg Round Sling, for Transformer Access Kit | Height Safety
002402808 | SNAP HOOK | Handline, Galv Steel, 1.5T WLL c/w Safety Latch | PPE, Hardware & Tools
002402750 | SNAP HOOK | Hauling Line, Tested Stamped & Certified | Hardware & Tools
002402148 | SOAP,GRIT | 71128, Hand, Abrasive, Pumice, Solvol or Equivalent (Ctn 24) | General
000003822 | SOCKET | For HExx Model Surge Arrestors, suit Landis & Gyr AFLC, ETS 2011/0363/T 9i | Substation
001014340 | SOCKET | Terminal Combiflex Silverplated, 10A Leads, 0.25-1.5mm2, ABB 2658-634-1 | Substation
002478410 | SOCKET | ST-A-EQ Panel Mount Socket, use with CH-A-EQ Switchgear Control Pendant | Substation Accessories
002425676 | SOCKET | Ring, 60mm, suit N4400LCK Torque Wrench, Bestool Kanon part 4400RCK55 Ring | Tools & Equipment
002425668 | SOCKET | Ring, 41mm, suit N4400LCK Torque Wrench, Bestool Kanon part 4400RCK41 Ring | Tools & Equipment
002407261 | SOCKET BALL ASSEMBLY | 120kN, with W Clip, ETS 11-09-01 | Line Hardware
002407269 | SOCKET BALL ASSEMBLY | 160kN, with W Clip, ETS 11-09-01 (scm) | Line Hardware
000482872 | SOCKET THIMBLE | Galv, 70kN, Dwg 01-14-04 Issue A (P12) (scm) | Forged Fittings
000476465 | SOCKET TONGUE | Twisted, 70kN, ETS 01-01-01, Dwg 01-17-03 (P20) (scm) | Forged Fittings
002401323 | SOCKET TONGUE | 70kN, Forged Steel c/w W-Clip, to AS 1154 Part 2 Ref 70/ST | Forged Fittings
002400697 | SOCKET TONGUE | 70kN, Forged Steel c/w 'W' Clip Security Pin | Galv Products
002407268 | SOCKET TONGUE | Twisted, 160kN, ETS 11-09-01 | Forged Fittings
002407255 | SOCKET TONGUE | Twisted, 120kN c/w W Clip, ETS 11-09-01 | Forged Fittings
002463883 | SOCKET,PLUG-IN ELEC | Finder Relay Socket, 250V AC, 10A, 8 Pin, Black, suit Relay Type 60.12, Scania DC12 Canopy Parts | Remote Generation
002481752 | SOCKET,SOCKET WRENCH | 1/2" Insulated, 1/2" Whitworth, 12 Point | Tools & Equipment
002491504 | SOCKET,SOCKET WRENCH | 13mm x 3/8", Square Drive, 6 Point, Impact Rated | Tools & Equipment
002491512 | SOCKET,SOCKET WRENCH | 17mm x 3/8", Square Drive, 6 Point, Impact Rated | Tools & Equipment
000024892 | SOCKET,SOCKET WRENCH | Impact, 1/2" Square Drive, 50mm Extension | Hardware & Tools
002491520 | SOCKET,SOCKET WRENCH | 19mm x 3/8", Square Drive, 6 Point, Impact Rated | Tools & Equipment
000104806 | SOCKET,SOCKET WRENCH | Socket Bolt, for Cordless Drill to drive in U/Ground Pillar D Bolts | Hardware & Tools
000024679 | SOCKET,SOCKET WRENCH | Impact, Female, 13mm, 1/2" Drive, Long Shank | Hardware & Tools
000024681 | SOCKET,SOCKET WRENCH | Impact, Female, 16mm, 1/2" Drive, Long Shank | Hardware & Tools
000024682 | SOCKET,SOCKET WRENCH | Impact, Female, 17mm, 1/2" Drive, Long Shank | Hardware & Tools
002489078 | SOCKET,SOCKET WRENCH | Impact, Female, 18mm, 1/2" Drive, Long Shank | Hardware & Tools
000024690 | SOCKET,SOCKET WRENCH | Impact, Female, 32mm, 1/2" Drive, Long Shank | Hardware & Tools
000024689 | SOCKET,SOCKET WRENCH | Impact, Female, 30mm, 1/2" Drive, Long Shank | Hardware & Tools
000024688 | SOCKET,SOCKET WRENCH | Impact, Female, 27mm, 1/2" Drive, Long Shank | Hardware & Tools
000024687 | SOCKET,SOCKET WRENCH | Impact, Female, 25mm, 1/2" Drive, Long Shank | Hardware & Tools
000024686 | SOCKET,SOCKET WRENCH | Impact, Female, 24mm, 1/2" Drive, Long Shank | Hardware & Tools
000024685 | SOCKET,SOCKET WRENCH | Impact, Female, 23mm, 1/2" Drive, Long Shank | Hardware & Tools
000024684 | SOCKET,SOCKET WRENCH | Impact, Female, 21mm, 1/2" Drive, Long Shank | Hardware & Tools
002416980 | SOCKET,SOCKET WRENCH | Male, 5mm for use in Insulated Tool Kit | Hardware & Tools
002416972 | SOCKET,SOCKET WRENCH | Male, 4mm for use in Insulated Tool Kit | Hardware & Tools
002416949 | SOCKET,SOCKET WRENCH | 1/2", 19mm for use in Insulated Tool Kit | Hardware & Tools
002416931 | SOCKET,SOCKET WRENCH | 1/2", 18mm for use in Insulated Tool Kit | Hardware & Tools
002416923 | SOCKET,SOCKET WRENCH | 1/2", 17mm for use in Insulated Tool Kit | Hardware & Tools
002416915 | SOCKET,SOCKET WRENCH | 1/2", 16mm for use in Insulated Tool Kit | Hardware & Tools
002499218 | SOCKET,SOCKET WRENCH | 1/2" Insulated Socket, 19mm 1000V Deep Impact | Hardware & Tools
002497626 | SOCKET,SOCKET WRENCH | D-Bolt Pillar Spanner, 650mm Lg Tube, Machined D-Head Socket & 3/8" Square Head Socket Ends c/w 3/8" to 1/4" Quick Connect Adaptor | Tools & Equipment
000024683 | SOCKET,SOCKET WRENCH | Impact, Female, 19mm, 1/2" Drive, Long Shank | Hardware & Tools
002436095 | SOCKET,SOCKET WRENCH | Female, 13 x 56mm, 12 Point 1/2" Drive, Insulated 1000V, for Insulated Tool Kit | Hardware & Tools
002417038 | SOCKET,SOCKET WRENCH | Male, 10mm for use in Insulated Tool Kit | Hardware & Tools
002417020 | SOCKET,SOCKET WRENCH | Male, 9mm for use in Insulated Tool Kit | Hardware & Tools
002417012 | SOCKET,SOCKET WRENCH | Male, 8mm for use in Insulated Tool Kit | Hardware & Tools
002417004 | SOCKET,SOCKET WRENCH | Male, 7mm for use in Insulated Tool Kit | Hardware & Tools
002416998 | SOCKET,SOCKET WRENCH | Male, 6mm for use in Insulated Tool Kit | Hardware & Tools
000024680 | SOCKET,SOCKET WRENCH | Impact, Female, 15mm, 1/2" Drive, Long Shank | Hardware & Tools
002479673 | SOCKET,SOCKET WRENCH | 1/2" Drive, 12-Point, 15mm, 1000V Insulated | Tools & Equipment
002481745 | SOCKET,SOCKET WRENCH | 1/2" Insulated, 7/16" Whitworth, 12 Point | Tools & Equipment
002465847 | SODIUM CARBONATE | Washing Soda | HS & PPE
000003868 | SOFTWARE | FQD Access, Converter FW V1.70B, SPS OS V6.22 & FQF6 FW V1.55, suit FQD Transmitter Control, ETS 2011/0363/T 12t-FQD | Substation
002485555 | SOLAR CELL PANEL | RNG175D, Power Module, Pm¿175, Voc¿21.6, Vmp¿18, Imp¿9.73, Isc¿10.62, Max System Voc¿600V DC, Series Fuse Rating¿15A, Class C, 1328 x 670 x 35mm, for EFD | O/Head Line
002459675 | SOLAR CELL PANEL ASSEMBLY | SW-M60W FLY 5M, 60W, 12V, Solar Panel Module c/w MVTSTP020 Bracket S/Steel & MVTCNPV-40M Angle, for RTCM Solar Site Smart Reporter (scm) | Protection
002403482 | SOLDER,LEAD-TIN ALLOY | 35/65, 300mm, 25mm, 0.5kg Sticks, Wiping Metal, Paper/Lead Cable Repair AS1834-1979 | U/G Equipment
002403483 | SOLDER,LEAD-TIN ALLOY | 50/50, 300mm, 0.25kg Sticks, Conductor Basting & General Usage Paper/Lead Repair, Spec 273 AS1834 | U/G Equipment
002403484 | SOLDER,LEAD-TIN ALLOY | 40/60, 5 Resin Cores, 1.6mm Dia, Lower Melting Point, 500g Reels | General Hardware
002406409 | SOLDER,TIN-ZINC ALLOY | 70/30, 360mm, 15mm, 0.25kg, Al Friction, Scratch (friction) Metal for Al, Paper/Lead Cable Repair, Spec 273 AS1834 | U/G Equipment
002463164 | SOLENOID,ELECTRICAL | Pilot Starter Solenoid, Hino JO8 Electrical Parts | Remote Generation
002462968 | SOLENOID,ELECTRICAL | Genuine Fuel Rack Solenoid, Hino JO8 Mechanincal Parts | Remote Generation
000003348 | SOLENOID,ELECTRICAL | GE CB Module, Aux Remote Close, St George STATCOM | Substation Accessories
002496511 | SOLID STATE DRIVE | MCE Hard Drive, 100GB, SATA SSD, Cape River East StatCom | Substation Accessories
002404272 | SOLVENT | Cable Preparation Fluid, D-Limonene, 500ml | U/G Equipment
002473734 | SOLVENT | Recosol X95, Industrial, Hydrocarbon Solvent, Flammable Clear Liquid, 20L Drum, for Switchgear | Dangerous Goods
000024692 | SOLVENT | Magnefix, MAC-05 Conditioner for Hazemeyer RMU Maintenance, 500ml Bottle | General Hardware
002402126 | SOLVENT,ADHESIVE JOINT | Cement, PVC, Low Vapour, 250ml Brush on Applications, Green | Conduit & Fittings
000104213 | SPACER | Uni-Cushion, 45mm W x 7.6m Lg, for Cable Protection | Line Support Equip
000025030 | SPACER | Antenna Standoff Spacer, Suits EDMI Stick On Antenna | Metering Delivery
002469740 | SPACER | 100mm Conduit Spacer, Clip Together 1/2 Piece (Bag of 40 x 1/2 Pieces) (scm) | Conduit & Fittings
002469757 | SPACER | 125mm Conduit Spacer, Clip Together 1/2 Piece (Bag of 34 x 1/2 Pieces) (scm) | Conduit & Fittings
002403737 | SPACER ASSORTMENT,SLEEVE | Conical, Galv Steel, Type LU, Long Unthreaded c/w Disc & Plug, for Pole Reinstatement, Dwg PC16/307/4 & DPC16/307/5 (P50) | Polenail
002409183 | SPACER,PLATE | Packer, 50 x 12 x 40 Lg, Stamp with IIN 2409183, EE Dwg 908968-01 Item 16 | Subtransmission
002402339 | SPACER,PLATE | Al Washer, 80 x 50 x 4mm, with 2 x 14mm Dia Holes, for use in URD | Misc Aluminium
002401343 | SPACER,PLATE | 66kV, Wishbone Construction, WB Dwg 412-A4-439 Issue C, Stores Ass 21 | O/Head Line
002402338 | SPACER,PLATE | Al Washer, 50 x 40 x 4mm, with 14mm Dia Hole, for use in URD | Misc Aluminium
001779132 | SPACER,SLEEVE | S/Steel, for Concrete Pole Earth, CA Dwg 22-A4-520-A | O/Head Line
002402341 | SPACER,SLEEVE | 50mm Lg x 20mm NB, GWP | Galv Products
000104337 | SPACER,STRAIGHT | LV Spreader Rod, 3000mm Lg w/o SS Clips, use 4 x Spring Clips IIN104336 per Rod (scm) | Line Hardware
000104338 | SPACER,STRAIGHT | LV Spreader Rod, 2400mm Lg w/o SS Clips, use 4 x Spring Clips IIN104336 per Rod, (scm) | Line Hardware
000104339 | SPACER,STRAIGHT | LV Spreader Rod, 2100mm Lg w/o SS Clips, use 4 x Spring Clips IIN104336 per Rod (scm) | Line Hardware
002474260 | SPACER,STRAIGHT | Substation Parallel Spacer Double, Conductor 26.3mm, 125mm Centre Spacing | Busbar and Fittings
002440444 | SPACER,STRAIGHT | Substation Parallel Spacer Double, Conductor 24.0mm, 50mm Centre Spacing | Busbar and Fittings
000030084 | SPACER,STRAIGHT | Bolted Clamp, Double 125mm Centre, suit Sulphur Conductor 61/3.75 AAAC | Substation Accessories
002440436 | SPACER,STRAIGHT | Parallel, Double, Twin 37/3.75 Conductor Bolted, 40mm Spacing, Cast | O/Head Line
002404800 | SPARK PLUG | (Thursday Island) | General Hardware
002454106 | SPEAKER | P25, 10W Remote Speaker, for 25W Radio | Communications
002488195 | SPEAKER | Creative Pebble 2.0, USB Powered Audio Speaker, 3.5mm Output Audio Plug, for HMI Client PC Alarm Annunciation | Communications
002472710 | SPEAKER | Uniden Bearcat BC23A, 15W Amplified Speaker | Communications
002454114 | SPEAKER-MICROPHONE | P25, Standard Mobile Speaker Mic & X-Ponder Package c/w Alternate Colour Front Spk Mic Cover & Logo | Communications
002472736 | SPEAKER-MICROPHONE | Explorer PTT Handset | Communications
002490845 | SPECTACLES,INDUSTRIAL | SafeStyle Fusions, Black Frame, Tinted, Medium Impact, Polycarbonate Frame & Lens, UV400 99.95% UV Protection, AS/NZS 1337.1:2010 | PPE, Hardware & Tools
000025422 | SPECTACLES,INDUSTRIAL | Helios, Medium Impact Safety Eyewear, Reduced Glare Smoke Lens, Black/Red Frames, Anti-Scratch & Anti-Fog | PPE, Hardware & Tools
000025418 | SPECTACLES,INDUSTRIAL | Bolle Rush Plus, Medium Impact Safety Eyewear, Smoke Lens, Red/Black Arms, Adjustable PVC Nose Bridge, Anti-Scratch & Anti-Fog | PPE, Hardware & Tools
000025417 | SPECTACLES,INDUSTRIAL | Bolle Rush Plus, Medium Impact Safety Eyewear, Twilight Lens, Red/Black Arms, Adjustable PVC Nose Bridge, Anti-Scratch & Anti-Fog | PPE, Hardware & Tools
000025416 | SPECTACLES,INDUSTRIAL | Bolle Rush Plus, Medium Impact Safety Eyewear, Clear Lens, Red/Black Arms, Adjustable PVC Nose Bridge, Anti-Scratch & Anti-Fog | PPE, Hardware & Tools
000025415 | SPECTACLES,INDUSTRIAL | Bolle Rush Plus Small, Medium Impact Safety Eyewear, Smoke Lens, Blue/Black Arms, Adjustable PVC Nose Bridge, Anti-Scratch & Anti-Fog | PPE, Hardware & Tools
000025387 | SPECTACLES,INDUSTRIAL | Bolle Hurricane, Medium Impact Safety Eyewear, Grey/Green Polarised Lens, Black/Silver Frame, Anti-Scratch & Anti-Fog | PPE, Hardware & Tools
000025386 | SPECTACLES,INDUSTRIAL | Unisafe Bark Hut, Medium Impact Safety Eyewear, Polarised Smoke Lens, Black/Silver Frame, Anti-Scratch & Anti-Fog | PPE, Hardware & Tools
000025423 | SPECTACLES,INDUSTRIAL | Helios, Medium Impact Safety Eyewear, Reduced Glare Brown Lens, Black/Grey Frames, Anti-Scratch & Anti-Fog | PPE, Hardware & Tools
000025421 | SPECTACLES,INDUSTRIAL | Helios, Medium Impact Safety Eyewear, Enhanced Colour & Contrast Distinction Lens, White/Red Frames, Anti-Scratch & Anti-Fog | PPE, Hardware & Tools
002461481 | SPECTACLES,INDUSTRIAL | Mack B-Double Polarised, Medium Impact Safety Eyewear, Smoke Lens, Black/Silver Frame, Anti-Scratch & Anti-Fog | PPE, Hardware & Tools
000025413 | SPECTACLES,INDUSTRIAL | Bolle Rush Plus Small, Medium Impact Safety Eyewear, Clear Lens, Blue/Black Arms, Adjustable PVC Nose Bridge, Anti-Scratch & Anti-Fog | PPE, Hardware & Tools
002492528 | SPECTACLES,INDUSTRIAL | SafeStyle Fusions, Black Frame, Tinted, Polorised, Medium Impact, Polycarbonate Frame & Lens, UV400 99.95% UV Protection AS/NZS 1337.1:2010 | PPE, Hardware & Tools
000104594 | SPECTACLES,INDUSTRIAL | Overspec, Clear Lens Wraparound AS9800 | PPE, Hardware & Tools
002469633 | SPIGOT | Double Ended Joiner, Al, to suit 9.0m, 127mm Dia Temporary Pole | Tools & Equipment
002473502 | SPILL CLEAN-UP KIT,HAZMAT | Vehicle Spill Kit, 25L Absorb Oil & Fuel Only, EQL Specified Contents | General
002473528 | SPILL CLEAN-UP KIT,HAZMAT | Wheelie Bin Spill Kit, 240L Absorb Oil & Fuel Only, EQL Specified Contents | General
002473510 | SPILL CLEAN-UP KIT,HAZMAT | Vehicle Spill Kit, 45L Absorb Oil & Fuel Only, EQL Specified Contents | General
002407116 | SPILL CONTAINMENT UNIT,HAZMAT | Portable Bunding, Plastic, 610 x 610 x 150mm D, for Vehicle Tray to Transport Small Transformers | General
002421485 | SPILL CONTAINMENT UNIT,HAZMAT | Portable Bunding, Pallet, Steel, 1200 x 1200 x 175mm D c/w Tie Down Points & Overflow, for Vehicle Tray to Transport Small T'former, Dwg 931472-01 | General
002493898 | SPLICE ENCLOSURE,FIBRE OPTIC | OTP, OFS-200, 12-Way SC/SCA, Wall Mount, 1x Splice Cass, No Thru Adpts | Communications
002493922 | SPLICE ENCLOSURE,FIBRE OPTIC | OTP, OFS-400, 72-Way SC/SCA, 2RU, 19" Rack Mount, 3x High Cap Splice Cass, No Thru Adpts | Communications
002493906 | SPLICE ENCLOSURE,FIBRE OPTIC | OTP, OFS-200, 12-Way ST/FC, Wall Mount, 1x Splice Cass, No Thru Adpts | Communications
002494060 | SPLICE ENCLOSURE,FIBRE OPTIC | OTP, OFS-200 ST Kit, 24-Way ST/FC, Wall Mount, IP Rated, 2x Splice Cass, 25x Splice Prot, 24x ST Thru Adpts, 24x ST OM1 Pigtails | Communications
002494045 | SPLICE ENCLOSURE,FIBRE OPTIC | OTP, OFS-900 DLC OM3 Kit, 24-Way SC/SCA, 1RU, 19" Rack Mount, 2x Splice Cass, 25x Splice Prot, 12x DLC OM3 Thru Adpts, 12x SC Blanks, 24x LC OM3 Pigtails | Communications
002435410 | SPLICE ENCLOSURE,FIBRE OPTIC | OPGW c/w Entry Glands & Nipples for 1 x 14.0mm OD, AFL 48 SMOF OPGW & 1 x 11.4mm OD AFL 24 SMOF OPGW, Splice Cassette, Tower/Pole Mount Hardware, | Subtransmission
002452530 | SPLICE ENCLOSURE,FIBRE OPTIC | OFS-900 Series, Termination Panel, 24-Way, 1RU Rack Mount Enclosure c/w 2 x Cassettes, suit FC/ST Adaptors | Communications
002459428 | SPLICE ENCLOSURE,FIBRE OPTIC | OFS-900 Series, Termination Panel, 24-Way, 1RU Rack Mount Enclosure c/w 2 x Cassettes, suit SC/DLC Adaptors | Communications
002471308 | SPLICE ENCLOSURE,FIBRE OPTIC | FOSC-400B, 96 to 96 Core Fibre Cable, Enclosure c/w 6 Trays, U/Ground & O/Head Installation (scm) | O/Head Line
002493997 | SPLICE ENCLOSURE,FIBRE OPTIC | OTP, OFS-800, 72-Way ST/FC, Wall Mount, IP Rated, 6x Splice Cass, 100x Splice Prot, No Thru Adpts | Communications
002494029 | SPLICE ENCLOSURE,FIBRE OPTIC | OTP, OFS-900 ST Kit, 24-Way ST/FC, 1RU, 19" Rack Mount, 2x Splice Cass, 25x Splice Prot, 24x ST Thru Adpts, 24x ST OM1 Pigtails | Communications
002494011 | SPLICE ENCLOSURE,FIBRE OPTIC | OTP, OFS-900 FC Kit, 24-Way ST/FC, 1RU, 19" Rack Mount, 2x Splice Cass, 25x Splice Prot, 24x FC Thru Adpts, 24x FC SMOF Pigtails | Communications
002494003 | SPLICE ENCLOSURE,FIBRE OPTIC | OTP, OFS-800 FC Kit, 72-Way ST/FC, Wall Mount, IP Rated, 6x Splice Cass, 100x Splice Prot, 72x FC Thru Adpts, 72x FC SMOF Pigtails | Communications
002493989 | SPLICE ENCLOSURE,FIBRE OPTIC | OTP, OFS-800 SCA Kit, 96-Way SC/SCA, Wall Mount, IP Rated, 8x Splice Cass, 100x Splice Prot, 72x SCA Thru Adpts, 72x SCA SMOF Pigtails | Communications
002493971 | SPLICE ENCLOSURE,FIBRE OPTIC | OTP, OFS-800, 96-Way SC/SCA, Wall Mount, IP Rated, 8x Splice Cass, 100x Splice Prot, No Thru Adpts | Communications
002494102 | SPLICE ENCLOSURE,FIBRE OPTIC | OTP, OFS-400 FC Kit, 48-Way SC/SCA, Wall Mount, 4x Splice Cass, 50x Splice Prot, 48x FC Thru Adpts, 48x FC SMOF Pigtails | Communications
002494094 | SPLICE ENCLOSURE,FIBRE OPTIC | OTP, OFS-400 SCA Kit, 72-Way SC/SCA, 2RU 19" Rack Mount, 3x High Cap Splice Cass, 75x Splice Prot, 72x SCA Thru Adpts, 72x SCA SMOF Pigtails | Communications
002494078 | SPLICE ENCLOSURE,FIBRE OPTIC | OTP, OFS-200 SCA Kit, 24-Way SC/SCA, Wall Mount, IP Rated, 2x Splice Cass, 25x Splice Prot, 24x SCA Thru Adpts, 24x SCA SMOF Pigtails | Communications
002493955 | SPLICE ENCLOSURE,FIBRE OPTIC | OTP, OFS-MOD12, 12-Way SC/SCA, 1x Splice Cass, No Thru Adpts | Communications
002498079 | SPLICE ENCLOSURE,FIBRE OPTIC | OTP, FOMS-FACT DLC Kit, 48-Way LC, 1RU, 19" Rack Mount, 25 x Splice Prot, 12 x DLC OM3 Thru Adpts, 24 x LC OM3 Pigtails c/w FACT Mounting Brackets | Communications
002498061 | SPLICE ENCLOSURE,FIBRE OPTIC | OTP, FOMS-FACT SCA Kit, 48-Way SCA, 1RU, 19" Rack Mount, 50 x Splice Prot, 48 x SCA Thru Adpts, 48 x SCA SMOF Pigtails c/w FACT Mounting Brackets | Communications
002498053 | SPLICE ENCLOSURE,FIBRE OPTIC | OTP, FOMS-FACT SCA Kit, 96-Way SCA, 2RU, 19" Rack Mount, 100 x Splice Prot, 96 x SCA Thru Adpts, 96 x SCA SMOF Pigtails c/w FACT Mounting Brackets | Communications
002498046 | SPLICE ENCLOSURE,FIBRE OPTIC | OTP, FOMS-FIST DLC Kit, 48-Way LC, 1RU, 19" Rack Mount, 25 x Splice Prot, 12 x DLC OM3 Thru Adpts, 24 x LC OM3 Pigtails c/w FIST Mounting Brackets | Communications
002498020 | SPLICE ENCLOSURE,FIBRE OPTIC | OTP, FOMS-FIST SCA Kit, 96-Way SCA, 2RU, 19" Rack Mount, 100 x Splice Prot, 96 x SCA Thru Adpts, 96 x SCA SMOF Pigtails c/w FIST Mounting Brackets | Communications
002498012 | SPLICE ENCLOSURE,FIBRE OPTIC | OTP, FACT Cabinet Kit, 56 FACT Elements, Right Hand Patching c/w 8 x Cable Fan Out, 1 x Side Panel Kit & 1 x Door Kit, 2200 x 1050 x 300mm | Communications
002498038 | SPLICE ENCLOSURE,FIBRE OPTIC | OTP, FOMS-FIST SCA Kit, 48-Way SCA, 1RU, 19" Rack Mount, 50 x Splice Prot, 48 x SCA Thru Adpts, 48 x SCA SMOF Pigtails c/w FIST Mounting Brackets | Communications
002497261 | SPLICE ENCLOSURE,FIBRE OPTIC | OPGW c/w Entry Glands & Nipples for 2 x 11.0 OD, SFPOC 72F SMOF OPGW, 3 x Splice Cassette, Tower/Pole Mount Hardware, Band-it strap not incl | Line Hardware
002497287 | SPLICE ENCLOSURE,FIBRE OPTIC | OPGW c/w Entry Glands & Nipples for 1 x 14.0 OD, SFPOC 72F SMOF OPGW & 1 x 11.0 OD, SFPOC 72F SMOF OPGW, 3 x Splice Cassette, Tower/Pole Mount | Line Hardware
002497279 | SPLICE ENCLOSURE,FIBRE OPTIC | OPGW c/w Entry Glands & Nipples for 1 x 11.0 OD, SFPOC 72F SMOF OPGW & 1 x UG ADSS Cable, 3 x Splice Cassette, Tower/Pole Mount Hardware, | Line Hardware
002459832 | SPLICE ENCLOSURE,FIBRE OPTIC | FOSC-400D5, Closure Joint Box, 710mm c/w Dome Base, Clamp, O-Ring, Splice Tray, Oval Port Heat Shrink Sealing Kit | Communications
002494110 | SPLICE ENCLOSURE,FIBRE OPTIC | CLJ, FOSC-400D5 Kit, Patch Basket, 2x SC/SCA Splice/Patch Tray, 45mm Splice Prot, 12x DLC SMOF Thru Adpts, 24x LC SMOF Pigtails, 6x 1m LC-LC Duplex Patch | Communications
002493930 | SPLICE ENCLOSURE,FIBRE OPTIC | OTP, OFS-200, 24-Way ST/FC, Wall Mount, IP Rated, 2x Splice Cass, No Thru Adpts | Communications
002493963 | SPLICE ENCLOSURE,FIBRE OPTIC | OTP, OFS-MOD12, 12-Way ST/FC, 1x Splice Cass, No Thru Adpts | Communications
002461036 | SPLICE ENCLOSURE,FIBRE OPTIC | Large Dome, Customer Lead-In Joint, 48F Max Fibre Count, 12SCA Internal Patch c/w 12 Pigtails | Communications
002494086 | SPLICE ENCLOSURE,FIBRE OPTIC | OTP, OFS-200 DLC OM3 Kit, 24-Way SC/SCA, Wall Mount, IP Rated, 2x Splice Cass, 25x Splice Prot, 12x DLC OM3 Thru Adpts, 12x SC Blanks, 24x LC OM3 Pigtails | Communications
002494052 | SPLICE ENCLOSURE,FIBRE OPTIC | OTP, OFS-200 FC Kit, 24-Way ST/FC, Wall Mount, IP Rated, 2x Splice Cass, 25x Splice Prot, 24x FC Thru Adpts, 24x FC SMOF Pigtails | Communications
002493948 | SPLICE ENCLOSURE,FIBRE OPTIC | OTP, OFS-200, 24-Way SC/SCA, Wall Mount, IP Rated, 2x Splice Cass, No Thru Adpts | Communications
002494136 | SPLICE ENCLOSURE,FIBRE OPTIC | OTP, GEN MOD-12 DTS Kit, 12-Way SC/SCA, Wall Mount, SS IP Rated, 10x Splice Prot 4x E2000 OM3 Thru Adpts, 4x E2000 OM3 Pigtails, 4x SCA Thru Adpts, 4x SCA SMOF | Communications
002417939 | SPLICE ENCLOSURE,FIBRE OPTIC | OPGW c/w Entry Glands & Nipples for 2 x 14 OD, AFL 24 SMOF OPGW, Splice Cassette, Tower Mount Hardware, Band-it strap not incl | Subtransmission
002417905 | SPLICE ENCLOSURE,FIBRE OPTIC | OPGW c/w Entry Glands & Nipples for 2 x 11.4 OD, AFL 24 SMOF OPGW, Splice Cassette, Tower/Pole Mount Hardware, Band-it strap not incl (scm) | Subtransmission
002417913 | SPLICE ENCLOSURE,FIBRE OPTIC | OPGW c/w Entry Glands & Nipples for 1 x 11.4 OD, AFL 24 SMOF OPGW & 1 x UG ADSS Cable, Splice Cassette, Tower/Pole Mount Hardware, Band-it strap not incl | Subtransmission
002417947 | SPLICE ENCLOSURE,FIBRE OPTIC | OPGW c/w Entry Glands & Nipples for 1 x 14 OD, AFL 24 SMOF OPGW & 1 x UG ADS Cable, Splice Cassette, Tower/Pole Mount Hardware, Band-it strap not includ | Subtransmission
002435394 | SPLICE ENCLOSURE,FIBRE OPTIC | OPGW c/w Entry Glands & Nipples for 1 x 14.0mm OD, AFL 48 SMOF OPGW & 1 x UG ADSS, Splice Cassette, Tower/Pole Mount Hardware, Band-it strap not incl (scm) | Subtransmission
002493914 | SPLICE ENCLOSURE,FIBRE OPTIC | OTP, OFS-400, 48-Way ST/FC, 2RU, 19" Rack Mount, 4x Splice Cass, No Thru Adpts | Communications
002435402 | SPLICE ENCLOSURE,FIBRE OPTIC | OPGW c/w Entry Glands & Nipples for 2 x 14.0mm OD, AFL 48 SMOF OPGW, Splice Cassette, Tower/Pole Mount Hardware, Band-it strap not incl (scm) | Subtransmission
002494128 | SPLICE ENCLOSURE,FIBRE OPTIC | OTP, GEN MOD-12 Sub Kit, 12-Way SC/SCA, Wall Mount, SS IP Rated, 5x Splice Prot, 2x DLC OM3 Thru Adpts, 4x LC OM3 Pigtails | Communications
002494037 | SPLICE ENCLOSURE,FIBRE OPTIC | OTP, OFS-900 SCA Kit, 24-Way SC/SCA, 1RU, 19" Rack Mount, 2x Splice Cass, 25x Splice Prot, 24x SCA Thru Adpts, 24x SCA SMOF Pigtails | Communications
002401281 | SPLICE,CONDUCTOR | Preformed, FT, GREYLING, ACSR, Colour Code Blue (P10) | Line Hardware
000477445 | SPLICE,CONDUCTOR | Preformed, FT, 6/4.75-7/1.60 ACSR, Colour Code Blue (P10) | Line Hardware
002401312 | SPLICE,CONDUCTOR | Preformed, FT, PICKEREL, ACSR, Splice Assembly, Dwg 060-025-RD (P10) | Line Hardware
002443257 | SPLICE,CONDUCTOR | Preformed, FT, 7/2.00 SC/GZ, Galv Steel, Colour Code Yellow (P50) | Line Hardware
002451979 | SPLICE,CONDUCTOR | Preformed, FT, 7/2.50 SC/GZ, 3/3.66mm (3/0.144") Alumoweld, Colour Code Blue | Line Hardware
000477305 | SPLICE,CONDUCTOR | Preformed, FT, 7/4.50 AAC, Colour Code Green (P10) | O/Head Line
000477712 | SPLICE,CONDUCTOR | Preformed, FT, 3/2.75 SC/AC (P50) (scm) | Line Hardware
000477747 | SPLICE,CONDUCTOR | Preformed, FT, 7/4.75 AAC & AAAC, Colour Code Blue (P13) | O/Head Line
002401308 | SPLICE,CONDUCTOR | Preformed, FT, 7/2.75 SC/GZ, Colour Code White (P30) | Line Hardware
000477534 | SPLICE,CONDUCTOR | Preformed, FT, HDBC, 7/2.75 & 7/0.104" (Imp) Cu, Colour Code White (scm) | Line Hardware
000477526 | SPLICE,CONDUCTOR | Preformed, FT, 7/2.00 HDBC, Cu, Colour Code Yellow (P50) | Line Hardware
002407006 | SPLICE,CONDUCTOR | Preformed, FT, 6/1/.161 ACSR/GZ Raccoon (Imp), Colour Code White (P50) (scm) | Line Hardware
002403506 | SPLICE,CONDUCTOR | Preformed, FT, 7/3.40 AAC, 7/.134 AAC Fly, Imp, Colour Code Purple (P25) | Line Hardware
000477518 | SPLICE,CONDUCTOR | Preformed, FT, 7/1.75, HDBC, Colour Code Purple (P50) | O/Head Line
002407178 | SPLICE,CONDUCTOR | Preformed, FT, Iodine, 7/4.75 AAAC 1120 c/w Open Thimble, ETS 11-09-01 | Line Hardware
002407177 | SPLICE,CONDUCTOR | Preformed, FT, 7/3.25 SC/AC, Left Hand Lay, ETS 11-09-01 | Line Hardware
002407176 | SPLICE,CONDUCTOR | Preformed, FT, 7/3.25 SC/GZ, ETS 11-09-01 | Line Hardware
002407175 | SPLICE,CONDUCTOR | Preformed, FT, 7/2.75 SC/AC, Left Hand Lay, ETS 11-09-01 | Line Hardware
002407174 | SPLICE,CONDUCTOR | Preformed, FT, 7/2.75 SC/GZ, ETS 11-09-01 | Line Hardware
002401063 | SPLICE,CONDUCTOR | Sleeve Compression, 240mm2 Al, Hex Jointing, 90 Deg Sector for Solid | U/G Equipment
002469310 | SPLICE,CONDUCTOR | Repair Rod, suit 7/4.25 OPGW Left Hand Lay, Colour Code White | O/Head Line
002080233 | SPLICE,CONDUCTOR | Preformed, FT, 3/4/.1327 ACSR Snipe, Imp, Colour Code Yellow (P25) | O/Head Line
002404034 | SPLICE,CONDUCTOR | Preformed, FT, to suit 3/3.66 & 3/3.75 SC/AC Conductor, Alumoweld L/H Lay | O/Head Line
002080217 | SPLICE,CONDUCTOR | Preformed, FT, 7/.082, Silmalec (Imp) | O/Head Line
002401068 | SPLICE,CONDUCTOR | Sleeve Compression, 240 to 300mm Al, Hex Jointing c/w Internal Barrier | U/G Equipment
000477283 | SPLICE,CONDUCTOR | Preformed, FT, 7/3.75 AAC & AAAC, Colour Code Black (P15) | O/Head Line
000023975 | SPLICE,CONDUCTOR | Mechanical Shear Head Bolt, Limited Tension 44.4kN, 1100A, Cable Range 17-25mm Dia, suit AAC/AAAC/ACSR, Box of 1 (scm) | O/Head Line
000477542 | SPLICE,CONDUCTOR | Preformed, FT, HDBC, 19/2.00 & 19/0.083" (Imp) Cu, Colour Code Yellow (scm) | Line Hardware
000477429 | SPLICE,CONDUCTOR | Preformed, FT, 4/3/3.75 ACSR, 6/1/3.75 ACSR, Colour Code Black (P10) | Line Hardware
000477372 | SPLICE,CONDUCTOR | Preformed, FT, 3/4/1.75 ACSR, Colour Code Purple (P70) | Line Hardware
000477313 | SPLICE,CONDUCTOR | Preformed, FT, 7/3.00 AAC & AAAC, 4/3/3.00 ACSR, 6/1/3.00 ACSR, Colour Code Red (P20) (scm) | Line Hardware
000477623 | SPLICE,CONDUCTOR | Preformed, FT, 3/2.75 SC/GZ, 3/12 Steel, Colour Code White (P30) (scm) | Line Hardware
000477399 | SPLICE,CONDUCTOR | Preformed, FT, ACSR 3/4/2.50, 3/4/0.093" (Imp), 6/1/2.50, 6/1/0.093" (Imp), AAC & AAAC 7/2.50, Colour Code Blue (scm) | Line Hardware
002404040 | SPLICE,CONDUCTOR | Preformed, FT, 3/3.25, SC/AC | Line Hardware
002403508 | SPLICE,CONDUCTOR | Preformed, FT, 19/2.75 SC/GZ, Colour Code White (P10) | Line Hardware
002401311 | SPLICE,CONDUCTOR | Preformed, FT, 7/.118 HDBC, Imp (P15) | O/Head Line
002405230 | SPLICE,CONDUCTOR | Preformed, FT, 19/3.75 AAC, Pluto & 19/3.75 AAAC, Neon, Colour Code Black (P5) | O/Head Line
000023974 | SPLICE,CONDUCTOR | Mechanical Shear Head Bolt, 44.4kN, 800A, Cable Range 11-18.8mm Dia, suit AAC/AAAC/ACSR, Box of 1 (scm) | Line Hardware
002466662 | SPLICE,CONDUCTOR | Mechanical Shear Head Bolts, Extra HT, 34kN, 570A, Cable Range 10-14.3mm Dia, suit AAC/AAAC/ACSR (scm) | Line Hardware
002466654 | SPLICE,CONDUCTOR | Mechanical Shear Head Bolts, Extra HT, 25kN, 420A, Cable Range 6-11.3mm Dia, suit AAC/AAAC/ACSR (scm) | Line Hardware
002401108 | SPLICE,CONDUCTOR | Preformed, FT, 19/2.75 HDBC, Colour Code White (P5) | O/Head Line
002458727 | SPLICE,CONDUCTOR | Preformed, FT, LAMPREY, Compacted ACSR, Two Piece, Colour Code Red, Dwg 060-039-RD | Line Hardware
002458735 | SPLICE,CONDUCTOR | Preformed, FT, 7/0.173-7/0.076 ACSR, Hyena, Colour Code Blue, (scm) | Line Hardware
000477631 | SPLICE,CONDUCTOR | Preformed, FT, 19/2.00 SC/GZ | Line Hardware
002080225 | SPLICE,CONDUCTOR | Preformed, FT, 19/3.25 AAC, Colour Code Orange (P10) | O/Head Line
002459840 | SPLICING TRAY,FIBRE OPTIC | FOSC-D, Splice Patch 2 x Pack c/w 12 x 40 Splice Protectors per Tray, for Closure Joint Box | Communications
000024822 | SPOTLIGHT | Milwaukee, M12 LED High Output Spotlight 12V, 750 Lumens, 640m Beam, IP24, Skin Only | Hardware & Tools
002458651 | SPOTLIGHT | Hand Held, 3 Watt LED, 300 Lumen, IP67, 3 x 'AA' Replaceable Batteries | PPE, Hardware & Tools
002474435 | SPRAY ATTACHMENT,BOTTLE | Sprayer Trigger, 500ml Bottle c/w Adjustable Nozzle | PPE, Hardware & Tools
002465839 | SPRAYER,HAND,GENERAL PURPOSE | 5L Pressure Sprayer | HS & PPE
002429074 | SPREADER,LINE HOSE | Eel Spreader, for cleaning inside of line hose | Hardware & Tools
002404422 | SPRING | Force Spring, S/Steel, Size 4, for PLYSWS U/Ground Cable Earth Kits | U/G Equipment
002404421 | SPRING | Force Spring, S/Steel, Size 3, for PLYSWS U/Ground Cable Earth Kits (scm) | U/G Equipment
002404423 | SPRING | Force Spring, S/Steel, Size 5, for PLYSWS U/Ground Cable Earth Kits | U/G Equipment
001778093 | SPRING,VOLUTE | Washer, M16/20, S/Steel Gde 316, Open Ends, 60mm OD Large End, 16.5mm ID Small End, 26 x 6mm, 1.8kN Compression Force, Dwg 01-04-03 (P100) | Bolts, Washers & Fasteners
001778107 | SPRING,VOLUTE | Washer, M20/M24, S/Steel Gde 316, Open Ends, 32mm LG, 8mm W, 85mm OD Large End, 24.5mm ID Small End, 3.3kN Compression Force, Box of 100, Dwg 01-04-03 (scm) | Bolts, Washers & Fasteners
002499051 | STAND | Portable Access Rope Bollard, Sign Post, Galv Steel, Dwg S10024576-01, for Substations | Substation Accessories
002433555 | STAND KIT | Cable Drum, use with 1.5T Redmond Gary Drum Stands to Connect Together, ETS RSE11 | Tools & Equipment
002433530 | STAND,CABLE DRUM | 1.5T, suit Max 1600mm Dia & 950mm W, Disc Brake, Spindle c/w Sliding Locating Cones, Optional Power Rotator Available, Multiples able to be Linked, ETS RSE11 | Tools & Equipment
000105134 | STAND,CABLE DRUM | Storage, SWL 6T | Tools & Equipment
000105132 | STAND,CABLE DRUM | Storage, SWL 120kg | Tools & Equipment
000105131 | STAND,CABLE DRUM | Storage, SWL 1.5T | Tools & Equipment
000105130 | STAND,CABLE DRUM | Storage, SWL 2.5T | Tools & Equipment
002433548 | STAND,CABLE DRUM | 6.0T, suit Max 2600mm Dia & 1500mm W, Disc Brake, Spindle c/w Sliding Locating Cones, Optional Power Rotator Available, Multiples able to be Linked, ETS RSE11 | Tools & Equipment
002434611 | STAND,POLE | Al Flat Stack, 4T SWL, 500mm H, Folding Leg, 10kg | Hardware & Tools
002434629 | STAND,POLE | Al Flat Stack, 4T SWL, 800mm H, Folding Leg, 13kg | Hardware & Tools
002472876 | STAND,POLE | AL Powder Coated Yellow, 4T WLL, 500mmH, 700MM W | Tools & Equipment
002465748 | STAND,SIGN | A-Frame Safety Sign, Printed with SF6 CLEAN UP IN PROGRESS, Red Text on White B/Ground | HS & PPE
000104562 | STAND,SIGN | Swing, suit 900 x 600mm Road Sign (stand dimension to be less than 1060mm Lg x 960mm H) | PPE, Hardware & Tools
000104280 | STAND,SWITCHGEAR | HV, for 22kV Padmount Substation, suit F&G Type GA-C RMU, 2 Switch 2 Fuse & 3 Switch 1 Fuse, Dwg 875272 Sheet 1/Ref 2 (scm) | Galv Products
000104279 | STAND,SWITCHGEAR | HV, for 22kV Padmount Substation, suit F&G Type GA-C RMU, 2 Switch 1 Fuse, Dwg 875272 Sheet 2/Ref 1 (scm) | Galv Products
002405937 | STAPLE | S 30 x 4mm Galv, 2kg Box | General Hardware
002404371 | STAPLE | Wire Staples Galv 30x4mm | General Hardware
001175078 | STARTER,FLUORESCENT LAMP | Switches, 18W/20W, EQTS 05-03-01 (scm) | Street Lights
001175086 | STARTER,FLUORESCENT LAMP | Switches, 36W/40W, 58W/65W/80W, EQTS 05-03-01 (scm) | Street Lights
002463016 | STARTER,MOTOR | for Hino Engine, JO8 Mechanincal Parts | Remote Generation
002466670 | STATIC COMPENSATOR | Model d105, 5kVAR, 1 Phase, LV Statcom c/w Lifting Bracket & 2 x Ethernet Cables, 1 Unit (scm) | Substation
002404444 | STAYLOG | 1.5m Concrete, Dwg 868619-01 (P12) (scm) | Concrete Assemblies
001714369 | STAYROD | Eye Bolt, M24 x 2400mm, Galv, 45Deg, Bend for Concrete Foundation, Dwg 878405-01, AS3679-250 AS1554 Part 1 (P10) (scm) | Forged Fittings
001714486 | STAYROD | M24 x 2700mm, Galv, ETS 01-01-01 Dwg 01-03-02 (P10) (scm) | Forged Fittings
002407275 | STAYROD | Yoke, Clevis Plates & Bolts, 288kN, ETS 11-09-01 | Forged Fittings
001713431 | STAYROD | Eye Bolt, M24 x 350mm, Galv, 45Deg, CA Dwg 22-A4-482 | Screw Anchors
002407264 | STAYROD | Tensioners 144kN c/w Rod, ETS 11-09-01, EE Dwg ES000777-01 | Forged Fittings
002409175 | STEP,LADDER | Rung, Welded Assembly, 50x50x5x270 Lg, Stamp with "IIN 2409175" EE Dwg 908968-01 Item 9 | Subtransmission
000478727 | STEP,POLE | Bolt, Concrete, ETS 01-01-01 Dwg 01-01-02 (P50) | Bolts, Washers & Fasteners
002400758 | STEP,POLE | Screw In, 16mm Dia x 250mm Lg, Galv, Steel Insert Mark @ 120mm, 90mm Coach Screw Thread, Dwg 01-01-03 (P30) (scm) | Bolts, Washers & Fasteners
002466738 | STEP,POLE | Removable, S/Steel c/w Safety Pin & Reciever Bracket (scm) | O/Head Line
002497428 | STEP,POLE | Through Bolt, M16 Dia, for Composite Poles, Dwg PD375-2 | Line Support Equip
002422525 | STEP,POLE | Bolt, M20, Concrete, to Dwg 907224-12 | Subtransmission
000104800 | STEP,POLE | Screw In 16mm Dia x 250mm Lg, S/Steel Gde 316, Steel Insert Mark @ 120mm, 90mm Coach Screw Thread, Dwg 01-01-03 (P30) | Bolts, Washers & Fasteners
002482578 | STEPLADDER | Fibreglass, 1.79m/3.13m Punchlock, V Rung, 150kg Load Rating, AS1892 | Ladders
001850148 | STEPLADDER | Fibreglass, 2.44m, Double Side, ETS RSE02 | PPE, Hardware & Tools
000019186 | STEPLADDER | Fibreglass, 10ft, Double Sided | PPE, Hardware & Tools
002471324 | STEPLADDER | Fibreglass, 1.8m (6ft), Single Sided AS1892.3 | Ladders
000024218 | STEPLADDER | Folding Step Stool, 2 Ft, Rated to 136Kg, Plastic, 2 Step, Industrial Use, 10Kg | Ladders
000022087 | STEPLADDER | Fibreglass, 4.1m Safe Reach Height, 7 Step, 1.999 Height to Platform, Load Rating 150kg c/w 900mm H Platform Hand Rail, AS/NZS 1892.3 | PPE, Hardware & Tools
002402428 | STEPLADDER | Fibreglass, 1.83m, Double Side, ETS RSE02 | PPE, Hardware & Tools
000024718 | STEPLADDER | Fibreglass; 1.2m Double sided; Load rated 150 kg; AS1892.3 | PPE, Hardware & Tools
002461747 | STONE,SHARPENING | 2-Step Knife Sharpener, Pull Through Style c/w Coarse Carbide & Fine Ceramic | Tools & Equipment
002480945 | STRAINER ELEMENT,SEDIMENT | Evac Bag, 200 Micron Prefilter, u/w Waste Water Filter Unit | Remote Generation
002400809 | STRAND,WIRE | 7/3.25 SC/GZ, Galv Steel, Gde G1320, 110m Coils, AS 1222 Part 1(1973) | Cables
000006494 | STRAND,WIRE | Stay Wire, SC/GZ 19/2.75mm, Galv Steel, Gde 1320, 250m Drum, JTS 03-03-01 (scm) | Cables
000006496 | STRAND,WIRE | Stay Wire, SC/GZ 7/2.75mm, Galv Steel, Gde 1320, 250m Drum, JTS 03-03-01 (scm) | Cables
000006493 | STRAND,WIRE | Stay Wire, SC/GZ 19/2.00mm, Galv Steel, Gde 1320, 250m Drum, JTS 03-03-01 (scm) | Cables
000019090 | STRAND,WIRE | Stay Wire, 19/2.75mm SC/GZ, Galv Steel, 20m Coil, UTS 1310MPa, JTS 03-03-01 (scm) | Cables
000019089 | STRAND,WIRE | Stay Wire, 19/2.00mm SC/GZ, Galv Steel, 20m Coil, UTS 1310MPa, JTS 03-03-01 (scm) | Cables
000019091 | STRAND,WIRE | Stay Wire, 7/2.75mm SC/GZ, Galv Steel, 20m Coil, UTS 1310MPa, JTS 03-03-01 (scm) | Cables
002430270 | STRAP | Pole, Ladder Bucket, suit Branach Fibreglass Extension Ladder | Ladders
002453066 | STRAP | Sleeve Strap Set, 381mm Lg c/w 2 x Rubber Straps & 4 x Sleeve Buttons, ETS RES13 | Hardware & Tools
002473494 | STRAP | Quickeeze Sleeve Straps, Adjustable FR Elastic & Neoprene Blend, Oval Buttons FR ABS, One Piece Design (Set of 2) | Hardware & Tools
002459311 | STRAP | Adjustable Anchor, Webbing Sling 1.2m Effective Length, 45mm Min Width, 21kN Min Rating, Ring on Adjuster End & Double Action Snap Hook at Other End, | PPE, Hardware & Tools
002400748 | STRAP | Stay Insulator, 415 x 65 x 6mm c/w 3 x 22mm Holes, Galv Steel, Cranked, Dwg 10/33 | Galv Products
000406270 | STRAP | Type 1750, Centre Phase, Dwg 22-A4-523 A | Galv Products
002479301 | STRAP | Shackle Strap, 235 x 40 x 3mm, S/Steel Gde 316, for LV Shackle Contruction, Bag of 50 | Line Support Equip
000479227 | STRAP | Shackle Strap, 235 x 40 x 3mm, Galv Steel, Mild Flat, for LV Shackle Contruction, Bag of 50 | Line Support Equip
000406269 | STRAP | Type 1300, Centre Phase, Dwg 22-A4-523A | Galv Products
000405819 | STRAP | Shackle Strap, LV "U", Dwg 01-12-02 | Galv Products
002400745 | STRAP | Shackle Insulator Type 3, 350 x 40 x 6mm Galv Steel, Cranked, Dwg 10/32 | Galv Products
000479294 | STRAP | Light Angle, LV, Dwg 01-12-03 (scm) | Line Support Equip
002481711 | STRAP | Velcro, 500 x 50mm, Nylon, Black, u/w Insulated Covers | Tools & Equipment
001841564 | STRAP,CHIN | Elastic Suit Helmets, Cat # HX-CS40 | PPE, Hardware & Tools
002491397 | STRAP,EARTH | Electroplated CU Strap, 450 x 38 x 6mm, 12mm bolt, Dwg 10015460 | U/G Accessories
002476893 | STRAP,EARTH | Electroplated CU Strap, 450 x 38 x 3mm, 12mm bolt, Dwg UT1285-A4 | U/G Accessories
002473650 | STRAP,EARTH | Earthing Braid Type 7, Braid Wire Tinned Cu Pigtail c/w Cu Terminal Lugs at each end, 1 x 12mm Hole & 1 x 14mm Hole, for Earthing Substations, Dwg LOSTD-EG002-07 | Substation
002402644 | STRAP,RETAINING | Pole Strap, 3.5m Lg c/w Double Action Al Snap Hook each End, ETS RSE01 | PPE, Hardware & Tools
002442630 | STRAP,RETAINING | Pole Termination Bracket 70kN, 290mm Nom Dia, suit Pole Dia 275 to 305mm, Galv, Set of 2, EE Dwg 985618-01 (scm) | Subtransmission
000019161 | STRAP,RETAINING | Straight Line Pole Strap, 4m Lg, Green c/w Adjust Buckle & Protective Flap, 10 Year Shelf Life | PPE, Hardware & Tools
002403836 | STRAP,RETAINING | Strap Tie, Universal Type, 50 x 10mm, Galv | Line Support Equip
002442648 | STRAP,RETAINING | Pole Termination Bracket 70kN, 325mm Nom Dia, suit Pole Dia 310 to 340mm, Galv, Set of 2, EE Dwg 985618-01 (scm) | Subtransmission
002442697 | STRAP,RETAINING | Pole Termination Bracket 70kN, 605mm Nom Dia, suit Pole Dia 590 to 620mm, Galv, Set of 2, EE Dwg 985618-01 (scm) | Subtransmission
000020677 | STRAP,RETAINING | Ratchet Tie Down, 6m Strap, Endless Loop 4000Kg Lashing Capacity (P1) | Hardware & Tools
002465391 | STRAP,RETAINING | P-Clip Cable Clamp, 8.7mm, Nylon, Black, UV Resistant | Remote Generation
002465383 | STRAP,RETAINING | P-Clip Cable Clamp, 7.6mm, Nylon, Black, UV Resistant | Remote Generation
002442663 | STRAP,RETAINING | Pole Termination Bracket 70kN, 395mm Nom Dia, suit Pole Dia 380 to 410mm, Galv, Set of 2, EE Dwg 985618-01 (scm) | Subtransmission
002442705 | STRAP,RETAINING | Pole Termination Bracket 70kN, 640mm Nom Dia, suit Pole Dia 625 to 655mm, Galv, Set of 2, EE Dwg 985618-01 (scm) | Subtransmission
002442622 | STRAP,RETAINING | Pole Termination Bracket 70kN, 255mm Nom Dia, suit Pole Dia 240 to 270mm, Galv, Set of 2, EE Dwg 985618-01 (scm) | Subtransmission
002442689 | STRAP,RETAINING | Pole Termination Bracket 70kN, 535mm Nom Dia, suit Pole Dia 520 to 550mm, Galv, Set of 2, EE Dwg 985618-01 (scm) | Subtransmission
002441236 | STRAP,RETAINING | Pole Term Bracket, 70kN, 465mm Nom Dia, suit Pole Dia 450 to 480mm, Galv, Set of 2, EE Dwg ES000738-01 (scm) | Subtransmission
002441228 | STRAP,RETAINING | Pole Term Bracket, 70kN, 430mm Nom Dia, suit Pole Dia 415 to 445mm, Galv, Set of 2, EE Dwg ES000738-01 (scm) | Subtransmission
002403469 | STRAP,RETAINING | Pole Strap, 3.0m Lg, Polyester Webbing, Blue, Rescue D-ring, 100mm from Adjuster End c/w Double Action Snap Hooks, for Pole Top Rescue Kit Only, ETS RSE01 | PPE, Hardware & Tools
000020293 | STRAP,RETAINING | Ratchet Tie Down, 1.6m Tail, 36mm W, 600Kg Lashing Capacity, S Hook on Each End, Bog of 10 | Hardware & Tools
000020203 | STRAP,RETAINING | Ratchet Tie Down Assembly 9m Long, 2.5 Tonne Rating, c/w Hook & Keeper Fitting, AS/NZS 4380-2001 | Hardware & Tools
002403472 | STRAP,RETAINING | Pole Strap, 5.0m Lg c/w Double Action Al Snap Hook Each End, ETS RSE01 | PPE, Hardware & Tools
002403471 | STRAP,RETAINING | Pole Strap, 3.0m Lg c/w Double Action Al Snap Hook each End, ETS RSE01 | PPE, Hardware & Tools
002476828 | STRAP,RETAINING | Pole Strap, 2.0m Lg, Kernmantle Rope c/w H218 Double Action Snap Hook & R-308 Double Action Karabiner on Adjuster, For Transmission Tower Work | PPE, Hardware & Tools
002442671 | STRAP,RETAINING | Pole Termination Bracket 70kN, 500mm Nom Dia, suit Pole Dia 485 to 515mm, Galv, Set of 2, EE Dwg 985618-01 (scm) | Subtransmission
002452613 | STRAP,RETAINING | Pole Strap, 2.0m Lg c/w Length Adjuster & Double Action Alloy Snap Hook Each End, RSE01 | PPE, Hardware & Tools
002400824 | STRAP,RETAINING | Cable Saddle, Galv Steel, 55mm, Dwg 10/313 | General Hardware
002442655 | STRAP,RETAINING | Pole Termination Bracket 70kN, 360mm Nom Dia, suit Pole Dia 345 to 375mm, Galv, Set of 2, EE Dwg 985618-01 (scm) | Subtransmission
002441244 | STRAP,RETAINING | Pole Term Bracket, 70kN, 570mm Nom Dia, suit Pole Dia 555 to 585mm, Galv, Set of 2, EE Dwg ES000738-01 (scm) | Subtransmission
002407341 | STRAP,WEBBING | Extension Strap, Towing Strap, Rated to 8000kg, Polyester Webbing, Vehicle Recovery | Tools & Equipment
002407340 | STRAP,WEBBING | Tree Protector Strap, Rated to 12000kg, Polyester Webbing, Vehicle Recovery | Tools & Equipment
002407342 | STRAP,WEBBING | Snatch Strap, Rated to 8000kg, High Tenacity Nylon Webbing, Vehicle Recovery labelled as per the requirements of Consumer Goods (Motor Vehicle Recovery | Tools & Equipment
002407344 | STRAP,WEBBING | Equaliser Strap, Rated to 8000kg, Polyester Webbing, Vehicle Recovery | Tools & Equipment
002416444 | STRAPPING | Earth, Type 3, Bent, 160 x 65 x 5mm, 22mm Hole, 14mm Slot, Galv Steel, Plate, EE Dwg ES000787-01 (scm) | Subtransmission
002404320 | STRAPPING | Critchley Betastrip, 4 x 2m W, 2m Lg, Black 0408 | Misc Aluminium
002408797 | STRAPPING | Earth, Earthwire support, Galv Steel, PL 75x5x150 Straight, 22mm Hole, Stamp with "IIN 2408797" EE Dwg 904895-02 Item No 6 | Subtransmission
000406297 | STRAPPING | S/Steel Band, Mat Finish, 19mm, 0.76mm Thk, supplied in 30m Coil (scm) | Line Hardware
000406291 | STRAPPING | S/Steel Band, Mat Finish, 16mm, supplied in 30m Coil | Line Hardware
000406285 | STRAPPING | S/Steel Band, Mat Finish, 10mm, supplied in 30m Coil (scm) | Line Hardware
000012061 | STRAPPING | Giant Band, S/Steel Gde 201, 31.8mm W, 30.4m Lg, 1.1mm Thk | Line Hardware
002408763 | STRAPPING | Earth, Eyebolt, Galv Steel, PL 75x5x165 Straight, 22mm Hole, Stamp With "IIN 2408763" EE Dwg 905348-02 Item No 4 | Subtransmission
002408789 | STRAPPING | Earth, Crossarm, Galv Steel, PL 50x3x150 Lg, 28mm Hole, Stamp with "IIN 2408789" EE Dwg 905348-02 Item No 5 | Subtransmission
002416329 | STRAPPING | Earth, Type 1, Straight, 160 x 65 x 5mm, 22mm Hole, 14mm Slot, Galv Steel, Plate, EE Dwg ES000787-01 (scm) | Subtransmission
002408771 | STRAPPING | Earth, Earthwire support, Galv Steel, PL 75x5x150 Bent, 22mm Hole, Stamp with " IIN 2408771" EE Dwg 906878-02 Item No 6 | Subtransmission
002448165 | STRAPPING | S/Steel Band, Mat Finish, 6.35mm, supplied in 30.5m Coil | Tools & Equipment
002433126 | STRIPPER,CABLE,HAND | Scoring Tool, 0.4mm Semi-conductive Screen | Hardware & Tools
002461200 | STRIPPER,CABLE,HAND | Self Adjusting, Cutting & Stripping 0.2-6mm2 Cu or Al, Stopper for Adjusting Strip Length | Hardware & Tools
002402357 | STRIPPER,CABLE,HAND | Hand Held for 95mm2 & 25mm2 for ABC Cable Ripley Tool 2 x 2 Style | Hardware & Tools
002461218 | STRIPPER,CABLE,HAND | Cable Sheath, Insulation & Peelable Semi-con, 16 to 58mm Dia | Hardware & Tools
002429603 | STRIPPER,CABLE,HAND | Insulation, Hand Held to suit 10 to 50mm Diameter suitable for use with Sector & Circular Cores | Hardware & Tools
002423887 | STRIPPER,CABLE,HAND | Cable Outer Sheath, Cast Alloy Handle Large Blunt Nose Blade, must be IR Cutter | Hardware & Tools
002497485 | STRIPPER,CABLE,HAND | Alroc CCT Insulation Stripper, 3.0mm Circumference & 3.3mm Longitude Circular Blades, suit Cable 10 to 30mm OD | Hardware & Tools
002423929 | STRIPPER,CABLE,HAND | Suitable for Cables up to 45mm Dia, Sheath & Insulation up to 12mm Depth, must be Speed Stripper Model # 1542-2CL1 | Hardware & Tools
000104617 | STRIPPER,CABLE,HAND | Insulation & Outer Sheath, 1.5 - 5.5mm Thk, Cables 50mm2 - 240mm2 | Hardware & Tools
002423945 | STRIPPER,CABLE,HAND | Scoring Tool, 0.6mm Semi-conductive Screen | Hardware & Tools
002423903 | STRIPPER,CABLE,HAND | Swivel Blade, suit Cable 4.5 to 25mm Dia | Tools & Equipment
002452365 | STRIPPER,CABLE,HAND | Chamfering Tool, 12.7 to 34.9mm OD, for Chamfering of Primary Insulation for Terminations & Joints | Hardware & Tools
002461333 | STRIPPER,CABLE,HAND | Cable Sheath & Insulation, suit Cable from 4.5 to 40mm Dia, Greenlee 1903 | Hardware & Tools
000104474 | STRIPPER,CABLE,HAND | Square Cut Bushing 50mm2 ABC to suit Ripley 2 x 2 Cable End Stripper (IIN2402357) | Hardware & Tools
002406687 | STRIPPER,CABLE,HAND | Insulation Stripping Tool for Removing Outer Sheath Only | Hardware & Tools
002422558 | STRUCTURAL SECTION,SPECIAL SHAPED | Climbing Aid Stile, 50 x 5mm, 7800mm Lg, Galv Steel, suit Concrete Poles, EE Dwg 908968-01, Issue "C" Items 1 & 4 | Subtransmission
002404195 | STUD,PLAIN | Line Post Insulator, M24 x 240mm, Morlynn P/N 11007 | Bolts, Washers & Fasteners
002404868 | STUD,PLAIN | Line Post Insulator, M20 x 239mm, Morlynn P/N 10887, to suit Morlynn P/N H11202 66kV Line Post Insulator (scm) | Bolts, Washers & Fasteners
002404870 | STUD,PLAIN | Line Post Insulator, M24 x 99mm, c/w Washer & Nut, Morlynn P/N Y10886 (P25) | Bolts, Washers & Fasteners
000456107 | STUD,PLAIN | Line Post Insulator, M24 x 219mm, Morlynn P/N 10885 | Bolts, Washers & Fasteners
002476752 | SULPHUR HEXAFLUORIDE | SF6 Gas, New, Purity >99.0%, Sizes up to 25kg Pressure Cylinder, EQL Stds T-1536, Spec IEC 60376 (Existing gas held in EQL warehouses) | Substation
002476745 | SULPHUR HEXAFLUORIDE | SF6 Gas, New, Purity >99.0%, Size G or 50kg Pressure Cylinder, EQL Stds T-1536, Spec IEC 60376 (Existing gas held in EQL warehouses) | Substation
002497204 | SULPHUR HEXAFLUORIDE,TECHNICAL | SF6 Gas, Technical Grade 100%, Apple Green Body & Shoulder, Size D (10kg), Type 31 Valve, 1 Bottle per Skid, Valve to be Sealed by Manufacturer/Recycler | Substation
000013060 | SULPHUR HEXAFLUORIDE,TECHNICAL | SF6 Gas, Technical Grade 100%, Apple Green Body & Shoulder, Size G, Type 31 Valve, 1 Bottle per Skid, Valve to be Sealed by Manufacture | Substation
002472157 | SUNSCREEN PREPARATION | Ego Sunsense; 50ml; Roll On; SPF 50+ 4hr water resistant; Non-greasy; reef safe | PPE, Hardware & Tools
002472207 | SUNSCREEN PREPARATION | Hamilton Sensitive; 265 ml; SPF 50+; 4hr water resistant; low allergy; reef safe | PPE, Hardware & Tools
002472173 | SUNSCREEN PREPARATION | Key Sun Clear Zinc, 50g, SPF 30+, 4hr Water Resistant, Reef Safe | PPE, Hardware & Tools
002472181 | SUNSCREEN PREPARATION | Ultra Protect;250ml;Trigger spray;SPF 50 4hr water resistant; Contains Oxybenzone | PPE, Hardware & Tools
002472199 | SUNSCREEN PREPARATION | Ultra Protect; 100g; SPF 50+ 4hr water resistant; Contains Oxybenzone | PPE, Hardware & Tools
002472124 | SUNSCREEN PREPARATION | Key Sun Tanne, SPF 30+, 50g Coloured Zinc Cream, 4hr Water Resistant | PPE, Hardware & Tools
000022105 | SUNSCREEN PREPARATION | Key Sun Clear Zinke, SPF 30+ or SPF 50+, Broad Spectrum UVA/UVB, 200g Tube, 4hrs Water Resistant, Reef Safe | PPE, Hardware & Tools
000017018 | SUNSCREEN PREPARATION | Emulsion; Skin Defence; Water Soluble; For protection against dirt;grease &oils 100ml tube | PPE, Hardware & Tools
000019035 | SUNSCREEN PREPARATION | Pro Bloc; 125ml; SPF 50+ 125ml 4hr water resistant; reef safe | PPE, Hardware & Tools
002472215 | SUNSCREEN PREPARATION | Hamilton Active Family; 250 ml; SPF 50+ 4hr water resistant; reef safe | HS & PPE
002472132 | SUNSCREEN PREPARATION | Daily Face Sunsense, SPF 50+, 100ml | HS & PPE
002472223 | SUNSCREEN PREPARATION | Hamilton Active Family; 500 ml; SPF 50+ 4hr water resistant; reef safe | HS & PPE
000020267 | SUNSCREEN PREPARATION | Hamilton, SPF 50+, 200ml Pump Action Spray Bottle, Non-Greasy, Approx 4hr Water Resistant | PPE, Hardware & Tools
002477883 | SUPPORT,BARRICADE | Magnetic Wall Receiver, to be used with Retracting Belt Barrier | Tools & Equipment
002402313 | SUPPORT,ELEC EQUIP | Type 66kV ABS, Galv Streel Structure, Dwg 10/47 | Galv Products
002440485 | SUPPORT,ELEC EQUIP | Al, for 25mm Dia Busbar, suit 4 Hole, 127mm PCD Post Insulator Mount | Substation
002468072 | SUPPORT,ELEC EQUIP | Earthwire Brace, Galv Steel, Welded Assy, Dwg N026-1486-02 Item 8 | Subtransmission
000030051 | SUPPORT,ELEC EQUIP | Busbar Support Assembly, Double Roller, suit 100mm Busbar Mount 127 PCD | Substation Accessories
002440477 | SUPPORT,ELEC EQUIP | Al, Single Fixed, for 50mm Dia Busbar | Substation
002440451 | SUPPORT,ELEC EQUIP | Al, Single Roller Expansion, 80mm Dia Busbar | Substation
002402312 | SUPPORT,ELEC EQUIP | Type 2 Pole Substation, Galv Steel Structure, Dwg 10/44 | Galv Products
002468064 | SUPPORT,ELEC EQUIP | Earthwire Support, Galv Steel, Welded Assy, Dwg N026-1486-02 Item 7 | Subtransmission
002447837 | SUPPORT,ELEC EQUIP | Steelwork Assembly, suit 66kV 1250A Horizontal Double Break ABS, Mounted on 14m x 30kN Poles, EE Dwg 5-2-1025 | Subtransmission
000030082 | SUPPORT,ELEC EQUIP | Busbar Support Assembly, Fixed Type, Single Clamp, suit 100mm Busbar Mount 127 PCD | Busbar and Fittings
002474310 | SUPPORT,ELEC EQUIP | Busbar Support Assembly, Double, Fixed-Fixed, 100mm Busbar, 270x180x12mm, PCD 127, 18mm Holes | Busbar and Fittings
002440469 | SUPPORT,ELEC EQUIP | Al, Single Fixed, for 80mm Dia Busbar | Substation
000030052 | SUPPORT,ELEC EQUIP | Busbar Support Assembly, Sliding Type, Single Roller, suit 100mm Busbar Mount 127 PCD | Busbar and Fittings
002408920 | SUPPORT,ELECTRICAL CABLE | Earthwire Support, C350, Dual Circuit, Galv Steel, 100 x 100 x 5mm, Welded Assy, Stamp with "IIN2408920", EE Dwg 908948-02 Item 5 | Subtransmission
000104402 | SUPPORT,ELECTRICAL CABLE | Clamp, 22kV 1C 35mm2 Cable Connection at F&G RMU, Clamp suit 30mm dia cable, Provide 2 x 65mm x 10mm dia hex bolts 25mm thread c/w 2 x flat washers, | U/G Equipment
002416253 | SUPPORT,ELECTRICAL CABLE | Earthwire Support, Galv Steel, EE Dwg ES000766-01 (scm) | Galv Products
002409548 | SUPPORT,ELECTRICAL CABLE | Earthwire Support, Galv Steel, Welded Assy, Stamp with "IIN2409548", EE Dwg 917971-03 Item 7 | Subtransmission
000105011 | SUPPORT,ELECTRICAL CABLE | Clamp, Cast Al, suit Cable 34 to 41mm c/w Galv Bolt & Unistrut Nut with Spring, suit Unistrut P3300 Channel CABUS 5141 (MOQ 10) (scm) | U/G Equipment
000105010 | SUPPORT,ELECTRICAL CABLE | Clamp, Cast Al, suit Cable 24 to 30mm c/w Galv Bolt & Unistrut Nut with Spring, suit Unistrut P3300 Channel CABUS 5130 (MOQ 10) (scm) | U/G Equipment
000104480 | SUPPORT,ELECTRICAL CABLE | Clamp 22kV 1C 630mm2 Cable Connection at F&G RMU. Clamp suit 60mm dia cable, suit 2x10mm dia clamping bolts at 80mm max crs, Provide 2x10dia x 100mm hex bolt | U/G Equipment
000104193 | SUPPORT,ELECTRICAL CABLE | Clamp, 30-110mm Dia c/w 2 x 13mm Holes, 95mm Centres with Centreline Parallel to Cable Axis, ETS 2009/0164/T (scm) | Line Hardware
002408813 | SUPPORT,ELECTRICAL CABLE | Earthwire Support, C350, Heavy, Galv Steel, 100 x 100 x 5mm, Welded Assy, Stamp with "IIN2408813", EE Dwg ES000748-01 | Subtransmission
000104527 | SUPPORT,ELECTRICAL CABLE | Clamp, suit Short Span, 36-48 Optical Fibre Cables 14.0-14.99mm c/w Cushioning Insert (scm) | O/Head Line
002425528 | SUPPORT,ELECTRICAL CABLE | Earthwire Support, C350, Dual Circuit, Galv Steel, 150 x 150 x 6mm, Welded Assy, Stamp with "IIN2425528", EE Dwg 909976-02 Item 7 | Subtransmission
002467942 | SUPPORT,ELECTRICAL CABLE | Earthwire Support, C6T90, Galv Steel, SHS 150 x 150 x 6mm, Dwg 1068984-04 | Subtransmission
002455111 | SUPPORT,ELECTRICAL CABLE | Clamp, Cast Al, suit Cable 29 to 35mm c/w Galv Bolt & Unistrut Nut with Spring, suit Unistrut P3300 Channel CABUS 5135 (scm) | U/G Equipment
002408805 | SUPPORT,ELECTRICAL CABLE | Earthwire Support, C350, Light, Galv Steel, 75 x 75 x 5mm, Welded Assy, Stamp with "IIN2408805", Dwg 904895-02 Item 5 | Subtransmission
000010002 | SUPPORT,ELECTRICAL CABLE | Cleat, Trefoil Cable, 55 - 62mm, 160mm W, 135mm H, S/Steel | U/G Equipment
002434645 | SUPPORT,ELECTRICAL CABLE | Clamp, Cast Al, suit Cable 40 to 47mm c/w Galv Bolt & Unistrut Nut with Spring, suit Unistrut P3300 Channel CABUS 5147 (scm) | U/G Equipment
000105013 | SUPPORT,ELECTRICAL CABLE | Clamp, Cast Al, suit Cable 46 to 54mm c/w Galv Bolt & Unistrut Nut with Spring, suit Unistrut P3300 Channel CABUS 5154 (MOQ 10) (scm) | U/G Equipment
002461796 | SUPPORT,ELECTRICAL CABLE | Clamp, suit Short Span, 96 Optical Fibre Cable, 15.0-15.9mm Dia c/w Cushioning Insert (scm) | O/Head Line
002402772 | SWEATBAND,HEADWEAR | Toweling, suit Safety Caps | PPE, Hardware & Tools
002406656 | SWEATBAND,HEADWEAR | Lambswool, suit Protector Hard Hats | PPE, Hardware & Tools
002437614 | SWITCH | Selector, Local/Remote c/w Wiring Loom, for ABB Safelink2, JTS 06-08-01 (scm) | Protection
002447845 | SWITCH ASSEMBLY | 66kV, 1250A Horizontal Double Break ABS c/w Earth Switch, EE Dwg 5-2-1026 | Subtransmission
002403785 | SWITCH ASSEMBLY | 415V, 3 Ph, Rated for up to 500kVA c/w Busbars, 1 x 630A & 2 x 400A LV Switch Fuse Units, Z Connectors, 1000A 3 Pole Switch Disconnector, 3 Ph MDI & CT'S | Protection
000003871 | SWITCH BOX | Type OLX 3, Bustie Cable Box, 3.3/12kV, 1250A, 95kV BIL, 20kA/3sec, Mid-Grey N52 50% Gloss Finish c/w Extension Rear Chamber, AS/NZS4506:1998, Schneider | Substation
002447829 | SWITCH,AIR BREAK | 66kV, 1250A Horizontal Double Break Type w/out Earth Switch, EE Dwg 5-2-1024 | Subtransmission
002458792 | SWITCH,AIR BREAK | 22/33kV, 400A, 200kV BIL, 3 Ph, Unitised Ganged, Horizontal Side Break, General Purpose c/w Load Break Device & Telescopic Down Rod Handle, | Switchgear Distribution
002405407 | SWITCH,AIR BREAK | 12/24kV, 630A, 150kV BIL, 3 Ph, Unitised, U Series, Limited Purpose ABS Suitable for Horizontal Pole Top Mounting c/w 1 Only | Protection
002402231 | SWITCH,AIR BREAK | Isolating, 11kV, 400Amp, Rotary Vetical Mounting, C/W Handle Downrod Pipe Guide & Front of Pole MTG Bracket ABB Dwg 7502720 | Protection
000003453 | SWITCH,AIR BREAK | 36kV, 800A, 200kV BIL, 3Ph, Vertibreak, Disconnector c/w Manual Up/Down Operating Handle, Downroad Galv Mild Steel Pipe 25NB, w/out Aux Switches & | Substation
002402224 | SWITCH,AIR BREAK | Isolating, 66kV, 800A, Rotary | Protection
002426054 | SWITCH,AIR BREAK | 22kV, 630A, 200kV BIL, 3 Ph, Unitised Ganged, Horizontal Side Break General Purpose c/w Load Break Device, to suit Top & Mid Pole Composite Insulator (scm) | Protection
002495273 | SWITCH,AIR BREAK | 72.5kV, 1250A, Phase Over Phase, In-Line Disconnector, Dwg 73501H0 | Subtransmission
002454700 | SWITCH,AIR BREAK | 132kV, Horizontal Double Break Assy c/w Post Insulator, 145kV, 1250A, RDB Disconnector & O/door Solid-Core Porcelain Post Insulator, | Protection
002402225 | SWITCH,AIR BREAK | Isolating, 66kV, 800A, 20kA/sec, 3 Pole, 50Hz D/Break, Concrete Pole Mount, PTS M166 | Protection
002458784 | SWITCH,AIR BREAK | 11kV, 630A, 150kV BIL, 3 Ph, Unitised Ganged, Horizontal Side Break, General Purpose c/w Load Break Device & Telescopic Down Rod Handle, | Switchgear Distribution
000003238 | SWITCH,AUXILIARY | On Shaft, VCB S3, for Switchboard Type BV2, ETS 2010/0048/T, Sched 6.1.3 Item 8, Conneq iPower | Substation
000003241 | SWITCH,AUXILIARY | Earth, for Switchboard Type BV2, ETS 2010/0048/T, Sched 6.1.3 Item 11, Conneq iPower | Substation
000003237 | SWITCH,AUXILIARY | Spring Charge, VCB S1, for Switchboard Type BV2, ETS 2010/0048/T, Sched 6.1.3 Item 7, Conneq iPower | Substation
002470201 | SWITCH,DISCONNECTOR | 11kV Magnefix MD4 Switchgear, 3Ph Bridge, c/w 3 Switchcaps | Switchgear
000020709 | SWITCH,FUSE GEAR | Magnefix, Replacement Single Phase Switch Cap for Hazemeyer Type RMUs, Shelf life 20 years. | Switchgear Distribution
002489532 | SWITCH,FUSE GEAR | 12kV, Schneider RM6, SF6 Insulated, I/D RMU, 2 x 630A Cable Switch, Disconnectors, 1 x 200A Transformer CB, (Type NE-IDI), IAC AFLR, ABB to be Free | Substation
000020710 | SWITCH,FUSE GEAR | Magnefix 11kV, Hazemeyer, Single to 3 Ph Conversion Kit, c/w Bridging Handle & Instalationl Hardware, for Replacing Damaged/Degraded 3 Ph Ganging | Switchgear Distribution
000104633 | SWITCH,FUSED | 1260A, 660V AC, 3 Pole, Accepts DIN Type Fuse Links Size 3, suits 185mm Busbar Spacing c/w Operating Cover (Fuse Carrier) Base, Arcing Chambers, Contacts | Protection
002485035 | SWITCH,FUSED | LV Circuit, 630A, 3 Pole, Vertigroup VS3, Bottom Connect c/w 630A Fuse Switch, Cable Connection Kit for 2 x 300mm2 Cables | U/G Equipment
002485050 | SWITCH,FUSED | LV Circuit, 160A, 3 Pole, Vertigroup VS3, Bottom Connect c/w 160A Fuse Switch | U/G Equipment
000676112 | SWITCH,FUSED | 100A, 12kV, Single Pole & Single Insulator Mounts 30 Deg on Single Crossarm, Accepts 50.8mm Dia x 360mm Lg HRC Fuse Links | Fuses
002403611 | SWITCH,FUSED | Gear, 12kV, Switch Fuse Unit, Cast Resin Insulation with Operating Tool | Protection
002485043 | SWITCH,FUSED | LV Circuit, 1260A, 3 Pole, Vertigroup VS3, Bottom Connect c/w 2 x 630A Fuse Switches, Cable Connection Kit for 3 x 300mm2 Cables | U/G Equipment
000023300 | SWITCH,FUSED | 400A Fuse Disconnector Switch, 415V, 3 Ph, Vertically Mounted on a Steel Frame c/w Rear Termination Cover & Mounting Fixings, TS 521 (scm) | U/G Equipment
002406234 | SWITCH,FUSED | 250A, 660V AC, 3 Pole, Accepts DIN Type Fuse Links, Size 1, Switchboard Mounted | Fuses
000675132 | SWITCH,FUSED | 630A, 660V Crossarm Mounted Accepts Fuse Links with 111mm or 133/184mm Fixing Centres, Spec ETS 06-02-01 (scm) | Switchgear Distribution
000675123 | SWITCH,FUSED | 400A Fuse Disconnect Device, 415VAC, 3Ph Ganged, ABC, suits DIN Type Fuse Links Size 1 & 2, M12 Bolted Lug Terminals on Line & Load Sides, Dwg 71969-5EX2 | Switchgear Distribution
000003349 | SWITCH,FUSED | 400A, Size SQB2, 690/700V AC, Indicator, Harmonic Filter, St George Statcom & Cape River East StatCom | Substation Accessories
002404122 | SWITCH,FUSED | 400A, 660V AC, 3 Pole, Accepts DIN Type Fuse Links, Size 2, Switchboard Mounted | Fuses
002405177 | SWITCH,FUSED | 160A, 660V AC, 3 Pole, Accepts DIN Type Fuse Links Size 00, Switchboard Mounted, Front Connected, suit URD Pillars | Fuses
002458594 | SWITCH,FUSED | 160A, LV, 3x DIN00 Kit c/w Adapter Plate, Cover, 35A Fuses, Fixing Screws, suit JM LV Switchboard (scm) | U/G Equipment
002459717 | SWITCH,FUSED | 630A, 660V AC, 3 Pole, HRC Fuseway, Bottom terminal connectors, suit Merlin Gerin Opus LV Switchboard. | Fuses
000022545 | SWITCH,FUSED | 630A, 660V, 3 Pole, HRC Fuseway, Bottom Terminal Connectors, suit Jean Muller LV Switchboard (scm) | Fuses
000022849 | SWITCH,FUSED | 13kA, 36kV, Air Insulated, HRC Fuse Holder suits Electrical Fuse Links, DWG 11027-A4 | Fuses
002498004 | SWITCH,FUSED | Fuse Disconnect Device, 3 x 1Ph, Individually Switched, M12 Terminal Palm, c/w Galv Mtg Bracket, Located at Pole End | Switchgear Distribution
000676104 | SWITCH,FUSED | 100A, 12kV, Single Pole & Single Insulator Mounts 30 Deg on Single Crossarm, Accepts 76.2mm Dia x 360mm Lg HRC Fuse Links | Fuses
000675159 | SWITCH,FUSED | 800A, 660V AC Single Pole Crossarm Mtg Accepts, Fuse Links: 111mm or 133/184mm Fixing Centres M16 Terminal Palm Bolts Spec ETS 06-02-01 (scm) | Switchgear Distribution
002434900 | SWITCH,FUSED | URD 250A, CFS Linking Panel c/w Heat Shrink Phase Barriers (scm) | U/G Pits & Pillars
000675094 | SWITCH,FUSED | 630A, 660V AC, 3 Pole, Accepts DIN Fuse Link Size 3 or 2, Bottom Terminal Connectors, suit LV Distribution Cabinet & 11kV Padmount LV Board, EPS 0049 (scm) | Protection
002476661 | SWITCH,INTERLOCK | Magnefix, Hazemeyer MD4, Interlock, Set for complete T-unit, Replaces 684.460 | Tools & Equipment
002402229 | SWITCH,ISOLATING | 33kV, 400A, SP Type DH22/335 Spec # M106 | Protection
002485266 | SWITCH,ISOLATING | Battery Isolation Cubicle, 1 x Indoor, 125V, 112A, Form 1, 2kA, IP51, 1 x 3 Pole 160A DC CB, c/w 112A Overload Trip & 2000A Instantaneous Trip w/-Aux | Substation Batteries
002405284 | SWITCH,ISOLATING | Mains, Panel Mount, 80A, 3Ph Heavy Duty, Triple Pole, Back Wiring | General
000003812 | SWITCH,ISOLATING | LV, 3 Ph, Indoor, for 200kVA Transmitter Control, suit Landis & Gyr AFLC, ETS 2011/0363/T 8c | Substation
002406361 | SWITCH,ISOLATING | Link, Type B, 12kV (W/B Quote 1466 Closing 31/04/01) | Protection
002452142 | SWITCH,ISOLATING | Load Break, 22kV, 630A, Horizontal Mount Enclosed, SF6 Insulated, Manually Operated c/w Surge Arresters & HV Leads, JTS 06-09-01 (scm) | Switchgear Distribution
002484707 | SWITCH,ISOLATING | Auto Transfer Switch, 3Ph+N, 630A Rating, Supply 1, Off, Supply 2, ATS Mechanism Only, ATYS P 4P 630A, Tech Spec C10493 | Substation
002484681 | SWITCH,ISOLATING | Auto Transfer Switch, 3Ph+N, 125A Rating, Supply 1, Off, Supply 2, ATS Mechanism Only, ATYS P M 4P 125A, Tech Spec C10493 | Substation
000000023 | SWITCH,ISOLATING | 66kV c/w Earth Switch | Network Spares
002405662 | SWITCH,ISOLATING | Link Isolating Substation (Zone), 36kV, 170kV BIL 630A Single Pole, Double Insulator Disconnector with Undrilled Terminal Palms | Protection
000649085 | SWITCH,ISOLATING | 22kV, 400A Outdoor Isolator, Double Insulator, Crossarm Mounting, Purchase Spec PS6/005/OMDE/85 | Protection
002429678 | SWITCH,ISOLATING | Load Break, 33kV, 400A, Horizontal Mount, Enclosed, SF6 Insulated, S/Steel Fitting, Manually Operated c/w Surge Arresters & HV Leads, NGK Stanger, | Protection
002405429 | SWITCH,ISOLATING | Disconnector, 12/24kV, Single Insulator, 400A Min, Suitable for 30 Deg, Crossarm Mounting, 125 BIL c/w Type "Z" Hanger Kit (part no. 69196) | Protection
002402290 | SWITCH,ISOLATING | Switchboard, Power, LV Isolator URD 250A c/w Links with Back Entry Terminal Palms GS & Barriers | Protection
002454320 | SWITCH,ISOLATING | Load Break, 22kV, 630A, Horizontal Mount, Enclosed, SF6 Insulated, S/Steel Fittings, Manually Operated c/w Surge Arresters & HV Leads, JTS 06-09-01 | Protection
000003350 | SWITCH,ISOLATING | 24V DC - 30V DC, AC/DC Power, Q-Diode, St George STATCOM | Substation Accessories
000003353 | SWITCH,ISOLATING | Test Switch, 600V, 30A, 10 Pole, 3 PT, 3 CT, St George STATCOM | Substation Accessories
000003352 | SWITCH,ISOLATING | Aux, 110V, 3A, St George STATCOM MC070 | Substation Accessories
002471001 | SWITCH,ISOLATING | 15.5kV, 3 Ph, 630A, 12.5kA, Switch in SF6 Tank c/w Control Cubicle, 9m Control Cable, ADVC3 Controller, Pole Mount Bracket, Aux Supply VT with VT CCT | Switchgear Distribution
002467389 | SWITCH,ISOLATING | DIL Disconnector, 36kV, 800A, 200BIL, 25/1, MV Lnk, 2/5 Hole | Protection
002470995 | SWITCH,ISOLATING | 15.5kV, 3 Ph, 630A, 12.5kA, Switch in SF6 Tank c/w Control Cubicle, 9m Control Cable, ADVC3 Controller, IOEX2 & FTIM2 Modules, Schneider RL27 (scm) | Switchgear Distribution
002467371 | SWITCH,ISOLATING | DIL Disconnector, 24kV, 800A, 150BIL, 25/1, MV Lnk, 5 Hole | Protection
000104731 | SWITCH,ISOLATING | Meter Isolation Link c/w 22mm Brass Tube Isolating Link, Clear PC w/-Meter Seal Eyelets, Backwired 4 x 35mm Terminals, Rated 125, Dwg 887923-01, ETS 04-04-02 | Meters
002405661 | SWITCH,ISOLATING | Link Isolating Substation (Zone) 24kV, 150kV BIL 630A Single Pole, Double Insulator Disconnector with Undrilled Terminal Palms | Protection
000000219 | SWITCH,ISOLATING | Rotary, 132KV, AK Power Solutions c/w Stand | Network Spares
002484699 | SWITCH,ISOLATING | Auto Transfer Switch, 3Ph+N, 400A Rating, Supply 1, Off, Supply 2, ATS Mechanism Only, ATYS P 4P 400A, Tech Spec C10493 | Substation
000000022 | SWITCH,ISOLATING | 132kV c/w Earth Switch | Network Spares
000000098 | SWITCH,ISOLATING | Complete 66kV, 1250A, AK Power Solutions | Network Spares
000677488 | SWITCH,ISOLATING | 1250A, 72.5kV, DB c/w Control Box with Earth Switch, High Structure, CEB TS PS6/012/SE/86/C | Protection
000104312 | SWITCH,ISOLATING | 1000A c/w Removable Solid Links, Suit LV Distribution Cabinet (scm) | U/G Equipment
002405430 | SWITCH,ISOLATING | Disconnector, 12/24kV 630A, 120kV BIL (Min) Single Pole Links c/w Crossarm Mounting Bracket & Fitted with Load Break Device | Protection
002486249 | SWITCH,ISOLATING | Socomec Auto Transfer Switch ADV Logic + Comms ATyS p M, 4 Pole, 100A | Communications
002434678 | SWITCH,ISOLATING | Load Break, 33kV, 400A, Horizontal Mount Enclosed, SF6 Insulated, Manually Operated c/w Surge Arresters, JTS 06-09-01 (scm) | Switchgear Distribution
002452209 | SWITCH,ISOLATING | Load Break, 11kV, 630A, Horizontal Mount Enclosed, SF6 Insulated, Manually Operated c/w Surge Arresters & HV Leads, JTS 06-09-01 (scm) | Switchgear Distribution
000003813 | SWITCH,ISOLATING | LV, 3 Ph, Indoor, for 440kVA Transmitter Control, suit Landis & Gyr AFLC, ETS 2011/0363/T 8d | Substation
000003811 | SWITCH,ISOLATING | LV, 3 Ph, Indoor, for 120kVA Transmitter Control, suit Landis & Gyr AFLC, ETS 2011/0363/T 8b | Substation
002405285 | SWITCH,ISOLATING | Mains, Panel Mount, 80A, 1Ph Heavy Duty, Single Pole, Back Wiring | General
002485274 | SWITCH,ISOLATING | Battery Isolation Cubicle, 1 x Indoor, 125V, 160A, Form 1, 2kA, IP51, 1 x 3 Pole 200A DC CB, c/w 160A Overload Trip & 2000A Instantaneous Trip w/-Aux | Substation Batteries
002406795 | SWITCH,ISOLATING | Link Isolating, 33kV, 400A, 170kV BIL, Crossarm Mounted, ETS 06-05-01 (scm) | Switchgear Distribution
000649107 | SWITCH,ISOLATING | Link, 11/22kV, 630A, 150kV BIL, Crossarm Mounted, ETS 06-05-01 (scm) | Switchgear Distribution
002403349 | SWITCH,ISOLATING | LV 660V, 800A, Crossarm Mounted with Lug Type Terminal Palms c/w Bolts, Washers & Nuts, ETS 06-02-01 | Switchgear Distribution
002406355 | SWITCH,ISOLATING | LV, 660V, 630A, Crossarm Mounted with Lug Type Terminal Palms c/w Bolts, Washers & Nuts, ETS 06-02-01 | Switchgear Distribution
000003810 | SWITCH,ISOLATING | LV, 3 Ph, Indoor, for 80kVA Transmitter Control, suit Landis & Gyr AFLC, ETS 2011/0363/T 8a | Substation
000003351 | SWITCH,ISOLATING | Aux Transverse, St George STATCOM | Substation Accessories
002463180 | SWITCH,LIQUID LEVEL | Fuel Float Switch, 316SS, Flying Leads, 20VA Reed, 1/8" BSP Thread Fitting, suit Hino JO8 Electrical Parts & Scania DC12 Canopy Parts | Remote Generation
002463172 | SWITCH,LIQUID LEVEL | Fuel Float Switch, Hino JO8 Electrical Parts | Remote Generation
002463198 | SWITCH,LIQUID LEVEL | Coolant Float Switch, 316SS, Junction Box, S/Steel, M20 Cable Entry, 1" BSPM & SS Compression Fitting, suit Hino JO8 Electrical Parts & Scania DC12 Canopy | Remote Generation
002463149 | SWITCH,PUSH | Emergency Stop, 40mm Red Operator, Metal Twist Release, Non-illuminated, Hino JO8 Electrical Parts | Remote Generation
002463818 | SWITCH,PUSH | Emergency Stop, 40mm Red Operator, Metal Twist Release, Non-illuminated w/ Autobreak Safety Contact Block, Scania DC12 Canopy Parts | Remote Generation
002478402 | SWITCH,PUSH | CH-A-EQ Switchgear Control Pendant, Trip Close Push Button c/w 10m Lead, use with ST-A-EQ Panel Mount Socket | Substation Accessories
002440493 | SWITCH,ROTARY | A715 Control, Auto Reclose, 2 Pole, Black Handle, Engraving, Enable-Disable | Protection
002467967 | SWITCH,ROTARY | On/Off Surface Switch, 3 Pole, 500V AC, 20A, 50Hz, M100 Rating, IP66, Radiator Fan Isolator, Hino Engine Canopy | Remote Generation
002459691 | SWITCH,ROTARY | Flicker, Arching Horn, suit 66kV Double Break Rotary ABS, Dwg 70443/3 | Protection
002463370 | SWITCH,ROTARY | On/Off Surface Switch, 1 Gang, 3 Pole, 500V AC, 20A, M150 Motor Rating, 107 x 101 x 108mm, IP66, Hino JO8 Electrical Parts | Remote Generation
000003239 | SWITCH,SENSITIVE | Limit, Test Position, VCB S8, for Switchboard Type BV2, ETS 2010/0048/T, Sched 6.1.3 Item 9, Conneq iPower | Substation
000003240 | SWITCH,SENSITIVE | Limit, Service Position, VCB S9, for Switchboard Type BV2, ETS 2010/0048/T, Sched 6.1.3 Item 10, Conneq iPower | Substation
002457216 | SWITCH,TOGGLE | DPST On-Off, 25A@12V, 15A@24V, 10A@36V DC, 4 Blade Terminals, Mounting Stem Dia 12.5mm | Communications
002402300 | SWITCHBOARD,POWER | Switchgear LV Isolator, 2000A, 3 Ph, Bottom Cable Connected | Protection
002480663 | SWITCHBOARD,POWER | Bus Section Switchgear Unit, 24kV, 1250A 25kA, 1250A Bus Metal Encl Fixed Switchgear & Control Gear Assy c/w 110V DC Aux Supply, incl CTs for Dual | Switchgear Substation
002480655 | SWITCHBOARD,POWER | Feeder Switchgear Unit, 24kV, 630A, 25kA, 1250A Bus Metal Encl Fixed Switchgear & Control Gear Assy c/w 110V DC Aux Supply, incl CTs for Feeder | Switchgear Substation
002480770 | SWITCHBOARD,POWER | Busbar Earth Switch, 12kV, 25kA suits Fault Make Duty on a 2000A Bus, Manual Operation Only, Contract 10544-Item 8, EESS-11557-01-0B | Switchgear Substation
002480747 | SWITCHBOARD,POWER | Feeder/Bus Tie Switchgear Unit, 12kV, 2000A, 25kA, 2000A Bus Metal Encl Fixed Switchgear & Control Gear Assy c/w 110V DC Aux Supply, incl CTs for Bus Tie | Switchgear Substation
002480739 | SWITCHBOARD,POWER | Bus Section Switchgear Unit, 12kV, 2000A 25kA, 2000A Bus Metal Encl Fixed Switchgear & Control Gear Assy c/w 110V DC Aux Supply, incl CTs for Dual | Switchgear Substation
002480721 | SWITCHBOARD,POWER | Single Feeder Switchgear Unit (Customer Supply with Metering), 12kV, 800A, 25kA, 2000A Bus Metal Encl Fixed Switchgear, c/w 3 Ph Cable Side VT, 110V DC Aux | Switchgear Substation
002480713 | SWITCHBOARD,POWER | Single Feeder Switchgear Unit (Egx Incomer), 12kV, 800A, 25kA, 2000A Bus Metal Encl Fixed Switchgear, 110V DC Aux Supply, incl CTs for Feeder & Bus | Switchgear Substation
002480705 | SWITCHBOARD,POWER | Feeder Switchgear Unit, 12kV, 800A, 25kA, 2000A Bus Metal Enclosed Fixed Switchgear & Control Gear Assy c/w 110V DC Aux Supply, incl CTs for Feeder | Switchgear Substation
002479491 | SWITCHBOARD,POWER | AC Distribution Board, 400V AC, Local Transformer, 1 x 160A CB, Outdoor, S/Steel, 864 x 600 x 240mm | Switchboards U/G & Subs
002480077 | SWITCHBOARD,POWER | LV Indoor, 750(500)kVA, ACB Upgde, Sentron 3WL, ETU76B c/w COM35 Module, AFPS VAMP 221, 1600A TX ACB 42kA/1Sec, 4 x 630A SF, Mob Gen Conn, 2 x SF Spare | Switchboards U/G & Subs
002424570 | SWITCHBOARD,POWER | 33kV, 1600A, 25kA, Bus Metering & Earthing, TS 2005/787/T | Protection
002424216 | SWITCHBOARD,POWER | 11kV, 2500A, 31.5kA, 630A Feeder, TS 2005/787/T | Protection
002424828 | SWITCHBOARD,POWER | 11kV Air Insul, BusBar Earth Switch, Fixed CB Switchgear VAC CBs, TS 2006/0013/T | Protection
002424315 | SWITCHBOARD,POWER | 11kV, 2500A, 31.5kA, Spares, TS 2005/787/T | Protection
002424257 | SWITCHBOARD,POWER | 11kV, 2500A, 31.5kA, Bus Riser & Metering, TS 2005/787/T | Protection
002480325 | SWITCHBOARD,POWER | LV Outdoor, 1500(1500)kVA, ACB Upgde, Sentron 3WL, ETU76B c/w COM35 Module, AFPS VAMP 221, 3200A TX ACB 65kA/1Sec, 4 x 630A SF (1 x Provisional SF Slot) | Switchboards U/G & Subs
002480275 | SWITCHBOARD,POWER | LV Indoor, TX Isolator, 1500(500)kVA, ACB Upgde, Sentron 3WL, ETU76B c/w COM35 Module, AFPS VAMP 221, 3200A TX ACB 65kA/1Sec, Mob Gen Conn, Direct Busbar | Switchboards U/G & Subs
002424687 | SWITCHBOARD,POWER | 33kV, 1250A, 25kA, 1250A Transformer, SF6, TS 2006/0013/T | Protection
002424323 | SWITCHBOARD,POWER | 22kV, 1250A, 25kA, 630A Feeder, TS 2005/787/T | Protection
002424679 | SWITCHBOARD,POWER | 33kV, 1250A, 25kA, Incoming 1250A Feeder SF6, TS 2006/0013/T | Protection
002424836 | SWITCHBOARD,POWER | 11kV Air Insul, Disconnector Panel, Fixed CB Switchgear VAC CBs, TS 2006/0013/T | Protection
002424786 | SWITCHBOARD,POWER | 22kV, Installation, SF6 Insulated Non-withdrawable CBs, TS 2006/0013/T | Protection
002424653 | SWITCHBOARD,POWER | 33kV, 1600A, 25kA, Installation, SF6 Switchboard, TS 2006/0013/T | Protection
002424729 | SWITCHBOARD,POWER | 33kV, 1250A, 25kA, Spares, SF6, TS 2006/0013/T | Protection
002480382 | SWITCHBOARD,POWER | LV Outdoor, 1500(500)kVA, ACB Upgde, Sentron 3WL, ETU76B c/w COM35 Module, AFPS VAMP 221, 3200A TX ACB 65kA/1Sec, 4 x 630A SF (1 x Provisional SF Slot) | Switchboards U/G & Subs
002424232 | SWITCHBOARD,POWER | 11kV, 2500A, 31.5kA, 2500A Bus Tie, TS 2005/787/T | Protection
002424752 | SWITCHBOARD,POWER | 22kV, BusBar Earth Switch, SF6 Insulated Non-withdrawable CBs, TS 2006/0013/T | Protection
002480366 | SWITCHBOARD,POWER | LV Outdoor, 1500(750)kVA, ACB Upgde, Sentron 3WL, ETU76B c/w COM35 Module, AFPS VAMP 221, 3200A TX ACB 65kA/1Sec, 4 x 630A SF (1 x Provisional SF Slot) | Switchboards U/G & Subs
002480218 | SWITCHBOARD,POWER | LV Indoor, TX Isolator, 1500(1500)kVA, ACB Upgde, Sentron 3WL, ETU76B c/w COM35 Module, AFPS VAMP 221, 3200A TX ACB 65kA/1Sec, Mob Gen Conn, Direct Busbar | Switchboards U/G & Subs
002480085 | SWITCHBOARD,POWER | LV Indoor, 750(315)kVA, ACB Std, Sentron 3WL, ETU45B, AFPS VAMP 221, 1600A TX ACB 42kA/1Sec, 4 x 630A SF, Mob Gen Conn, 2 x SF Spare Slots, Metal Encl, Dual | Switchboards U/G & Subs
002424802 | SWITCHBOARD,POWER | 11kV Air Insul, 630A Outgoing Feeder, Fixed CB Switchgear VAC CBs, TS 2006/0013/T | Protection
002424604 | SWITCHBOARD,POWER | 33kV, 1600A, 25kA, Installation, TS 2005/787/T | Protection
002424638 | SWITCHBOARD,POWER | 33kV, 1600A, 25kA, 1600A Transformer, SF6, TS 2006/0013/T | Protection
002424844 | SWITCHBOARD,POWER | 11kV Air Insul, Arc Detection, Fixed CB Switchgear VAC CBs, TS 2006/0013/T | Protection
002480341 | SWITCHBOARD,POWER | LV Outdoor, 1500(1000)kVA, ACB Upgde, Sentron 3WL, ETU76B c/w COM35 Module, AFPS VAMP 221, 3200A TX ACB 65kA/1Sec, 4 x 630A SF (1 x Provisional SF Slot) | Switchboards U/G & Subs
002424497 | SWITCHBOARD,POWER | 22kV, 2500A, 31.5kA, Arc Ducts, TS 2005/787/T | Protection
002424810 | SWITCHBOARD,POWER | 11kV Air Insul, 630A TF Incomer, Fixed CB Switchgear VAC CBs, TS 2006/0013/T | Protection
002424265 | SWITCHBOARD,POWER | 11kV, 2500A, 31.5kA, Top Panel to Bus Earthing, TS 2005/787/T | Protection
002424349 | SWITCHBOARD,POWER | 22kV, 1250A, 25kA, 1250A Bus Tie, TS 2005/787/T | Protection
002424356 | SWITCHBOARD,POWER | 22kV, 1250A, 25kA, Bus Riser & Metering, TS 2005/787/T | Protection
002480507 | SWITCHBOARD,POWER | LV Outdoor, 1500(315)kVA, ACB Upgde, Sentron 3WL, ETU76B c/w COM35 Module, AFPS VAMP 221, 3200A TX ACB 65kA/1Sec, 5 x 630A SF (1 x Provisional SF Slot) | Switchboards U/G & Subs
002424612 | SWITCHBOARD,POWER | 33kV, 1600A, 25kA, Spares, TS 2005/787/T | Protection
000003587 | SWITCHBOARD,POWER | Complete, 12kV, 2500A Bus, 31.5kA/3Sec, 230V AC Aux, 110V DC Controls, L2 Pollution, Withdrawable, Type BV2, for Kalamia Substation, TS 2010/0048/T, | Substation
002424703 | SWITCHBOARD,POWER | 33kV, 1250A, 25kA, Arc Detection, SF6, TS 2006/0013/T | Protection
002424596 | SWITCHBOARD,POWER | 33kV, 1600A, 25kA, Arc Ducts, TS 2005/787/T | Protection
002480051 | SWITCHBOARD,POWER | LV Indoor, 750(750)kVA, ACB Upgde, Sentron 3WL, ETU76B c/w COM35 Module, AFPS VAMP 221, 1600A TX ACB 42kA/1Sec, 4 x 630A SF, Mob Gen Conn, 2 x SF Spare | Switchboards U/G & Subs
002424646 | SWITCHBOARD,POWER | 33kV, 1600A, 25kA, 1600A Bus Tie, SF6, TS 2006/0013/T | Protection
002424711 | SWITCHBOARD,POWER | 33kV, 1250A, 25kA, Installation, SF6, TS 2006/0013/T | Protection
002424364 | SWITCHBOARD,POWER | 22kV, 1250A, 25kA, Top Panel to Bus Earthing, TS 2005/787/T | Protection
002424513 | SWITCHBOARD,POWER | 22kV, 2500A, 31.5kA, Spares, TS 2005/787/T | Protection
002424299 | SWITCHBOARD,POWER | 11kV, 2500A, 31.5kA, Arc Ducts, TS 2005/787/T | Protection
002424760 | SWITCHBOARD,POWER | 22kV, Disconnector Panel, SF6 Insulated Non-withdrawable CBs, TS 2006/0013/T | Protection
002424794 | SWITCHBOARD,POWER | 22kV, Spares, SF6 Insulated Non-withdrawable CBs, TS 2006/0013/T | Protection
002424737 | SWITCHBOARD,POWER | 22kV, 630A Outgoing Feeder, SF6 Insulated Non-withdrawable CBs, TS 2006/0013/T | Protection
002424430 | SWITCHBOARD,POWER | 22kV, 2500A, 31.5kA, 2500A Transformer, TS 2005/787/T | Protection
002424281 | SWITCHBOARD,POWER | 11kV, 2500A, 31.5kA, Components & Accessories, TS 2005/787/T | Protection
002424331 | SWITCHBOARD,POWER | 22kV, 1250A, 25kA, 1250A Transformer, TS 2005/787/T | Protection
002480150 | SWITCHBOARD,POWER | LV Indoor, 1500(750)kVA, ACB Upgde, Sentron 3WL, ETU76B c/w COM35 Module, AFPS VAMP 221, 3200A TX ACB 65kA/1Sec, 4 x 630A SF, Mob Gen Conn & 3200A ACB, | Switchboards U/G & Subs
002480119 | SWITCHBOARD,POWER | LV Indoor, 1500(1500)kVA, ACB Upgde, Sentron 3WL, ETU76B c/w COM35 Module, AFPS VAMP 221, 3200A TX ACB 65kA/1Sec, 4 x 630A SF, Mob Gen Conn & 3200A ACB, | Switchboards U/G & Subs
002424661 | SWITCHBOARD,POWER | 33kV, 1600A, 25kA, Spares, SF6, TS 2006/0013/T | Protection
002424745 | SWITCHBOARD,POWER | 22kV, 630A TF Incomer, SF6 Insulated Non-withdrawable CBs, TS 2006/0013/T | Protection
002424406 | SWITCHBOARD,POWER | 22kV, 1250A, 25kA, Installation, TS 2005/787/T | Protection
002480044 | SWITCHBOARD,POWER | LV Indoor, 750(750)kVA, ACB Std, Sentron 3WL, ETU45B, AFPS VAMP 221, 1600A TX ACB 42kA/1Sec, 4 x 630A SF, Mob Gen Conn, 2 x SF Spare Slots, Metal Encl, Dual | Switchboards U/G & Subs
002424448 | SWITCHBOARD,POWER | 22kV, 2500A, 31.5kA, 2500A Bus Tie, TS 2005/787/T | Protection
002442762 | SWITCHBOARD,POWER | AC Distribution Board, 160A Main Switch, 12 Pole & 18 Pole 160A Split Bus Arrangement, NHP Concept Plus Size 3, suit Stardard Communications Shelter | Communications
002480234 | SWITCHBOARD,POWER | LV Indoor, TX Isolator, 1500(1000)kVA, ACB Upgde, Sentron 3WL, ETU76B c/w COM35 Module, AFPS VAMP 221, 3200A TX ACB 65kA/1Sec, Mob Gen Conn, Direct Busbar | Switchboards U/G & Subs
002480424 | SWITCHBOARD,POWER | LV Outdoor, 1500(1500)kVA, ACB Upgde, Sentron 3WL, ETU76B c/w COM35 Module, AFPS VAMP 221, 3200A TX ACB 65kA/1Sec, 4 x 630A SF (1 x Provisional SF Slot) | Switchboards U/G & Subs
002480481 | SWITCHBOARD,POWER | LV Outdoor, 1500(500)kVA, ACB Upgde, Sentron 3WL, ETU76B c/w COM35 Module, AFPS VAMP 221, 3200A TX ACB 65kA/1Sec, 4 x 630A SF (1 x Provisional SF Slot) | Switchboards U/G & Subs
000003586 | SWITCHBOARD,POWER | Complete, 12kV, 1250A Bus, 25kA/3Sec, 230V AC Aux, 110V DC Controls, L2 Pollution, Withdrawable, Type BV2, for T3 Substation, TS 2010/0048/T, | Substation
002480093 | SWITCHBOARD,POWER | LV Indoor, 750(315)kVA, ACB Upgde, Sentron 3WL, ETU76B c/w COM35 Module, AFPS VAMP 221, 1600A TX ACB 42kA/1Sec, 4 x 630A SF, Mob Gen Conn, 2 x SF Spare | Switchboards U/G & Subs
002424398 | SWITCHBOARD,POWER | 22kV, 1250A, 25kA, Arc Ducts, TS 2005/787/T | Protection
000003359 | SWITCHBOARD,POWER | 11kV Reyrolle Feeder Panels, LMVP Type VCB, 630A, 25kA/3Sec, 1600A MKI Single Busbar, Double Cable Box, 2 x 1 Core Cables per Phase, 32V DC Trip Coil, | Substation
002496321 | SWITCHBOARD,POWER | Feeder Switchgear Unit, 12kV, 800A, 25kA, 2000A Bus Metal Encl Fixed Switchgear & Control Gear Assy c/w 110V DC Aux Supply, incl CTs for Feeder | Switchgear Substation
002496305 | SWITCHBOARD,POWER | CNI Subs/Customer Supply w/Metering Switchgear Unit, 12kV, 800A, 25kA, 2000A Bus Metal Encl Fixed Switchgear & Control Gear Assy c/w 110V DC Aux Supply | Switchgear Substation
002496297 | SWITCHBOARD,POWER | CNI Subs/Customer Supply w/Metering Switchgear Unit, 12kV, 800A, 25kA, 2000A Bus Metal Encl Fixed Switchgear & Control Gear Assy c/w 110V DC Aux Supply | Switchgear Substation
002496289 | SWITCHBOARD,POWER | CNI Subs/Customer Supply w/Metering Switchgear Unit, 12kV, 800A, 25kA, 2000A Bus Metal Encl Fixed Switchgear & Control Gear Assy c/w 110V DC Aux Supply | Switchgear Substation
002496271 | SWITCHBOARD,POWER | CNI Subs/Customer Supply w/Metering Switchgear Unit, 12kV, 800A, 25kA, 2000A Bus Metal Encl Fixed Switchgear & Control Gear Assy c/w 110V DC Aux Supply | Switchgear Substation
002496263 | SWITCHBOARD,POWER | CNI Subs Incomer Switchgear Unit, 12kV, 800A, 25kA, 2000A Bus Metal Encl Fixed Switchgear & Control Gear Assy c/w 110V DC Aux Supply, Bottom Cable Connect | Switchgear Substation
002496255 | SWITCHBOARD,POWER | CNI Subs Incomer Switchgear Unit, 12kV, 800A, 25kA, 2000A Bus Metal Encl Fixed Switchgear & Control Gear Assy c/w 110V DC Aux Supply, Top Cable Connect, | Switchgear Substation
002496248 | SWITCHBOARD,POWER | CNI Subs Incomer Switchgear Unit, 12kV, 800A, 25kA, 2000A Bus Metal Encl Fixed Switchgear & Control Gear Assy c/w 110V DC Aux Supply, Top Cable Connect, | Switchgear Substation
002496230 | SWITCHBOARD,POWER | CNI Subs Incomer Switchgear Unit, 12kV, 800A, 25kA, 2000A Bus Metal Encl Fixed Switchgear & Control Gear Assy c/w 110V DC Aux Supply, Botton Cable Connect | Switchgear Substation
002498368 | SWITCHBOARD,POWER | Busbar Voltage Transformer, 24kV, 25kA, suits 1250A Bus, EESS-11558-01-0B, Contract 10544 | Switchgear Substation
002424380 | SWITCHBOARD,POWER | 22kV, 1250A, 25kA, Components & Accessories, TS 2005/787/T | Protection
002480465 | SWITCHBOARD,POWER | LV Outdoor, 1500(750)kVA, ACB Upgde, Sentron 3WL, ETU76B c/w COM35 Module, AFPS VAMP 221, 3200A TX ACB 65kA/1Sec, 4 x 630A SF (1 x Provisional SF Slot) | Switchboards U/G & Subs
002424547 | SWITCHBOARD,POWER | 33kV, 1600A, 25kA, 1600A Bus Tie, TS 2005/787/T | Protection
000003596 | SWITCHBOARD,POWER | Complete, 12kV, 2500A Bus, 31.5kA/3Sec, 230V AC Aux, 110V DC Controls, L2 Pollution, Withdrawable, Type BV2, TS 2010/0048/T Item 1, | Substation
002424414 | SWITCHBOARD,POWER | 22kV, 1250A, 25kA, Spares, TS 2005/787/T | Protection
002424695 | SWITCHBOARD,POWER | 33kV, 1250A, 25kA, 1600A Bus Tie, SF6, TS 2006/0013/T | Protection
002480291 | SWITCHBOARD,POWER | LV Indoor, TX Isolator, 1500(315)kVA, ACB Upgde, Sentron 3WL, ETU76B c/w COM35 Module, AFPS VAMP 221, 3200A TX ACB 65kA/1Sec, Mob Gen Conn, Direct Busbar | Switchboards U/G & Subs
002424505 | SWITCHBOARD,POWER | 22kV, 2500A, 31.5kA, Installation, TS 2005/787/T | Protection
002424851 | SWITCHBOARD,POWER | 11kV Air Insul, Spares, Fixed CB Switchgear VAC CBs, TS 2006/0013/T | Protection
002480135 | SWITCHBOARD,POWER | LV Indoor, 1500(1000)kVA, ACB Upgde, Sentron 3WL, ETU76B c/w COM35 Module, AFPS VAMP 221, 3200A TX ACB 65kA/1Sec, 4 x 630A SF, Mob Gen Conn & 3200A ACB, | Switchboards U/G & Subs
002480192 | SWITCHBOARD,POWER | LV Indoor, 1500(315)kVA, ACB Upgde, Sentron 3WL, ETU76B c/w COM35 Module, AFPS VAMP 221, 3200A TX ACB 65kA/1Sec, 4 x 630A SF, Mob Gen Conn & 3200A ACB, | Switchboards U/G & Subs
002402281 | SWITCHBOARD,POWER | Switchgear, 11kV Oil Fuse Switch Unit, Reyrolle Rok | Protection
002480069 | SWITCHBOARD,POWER | LV Indoor, 750(500)kVA, ACB Std, Sentron 3WL, ETU45B, AFPS VAMP 221, 1600A TX ACB 42kA/1Sec, 4 x 630A SF, Mob Gen Conn, 2 x SF Spare Slots, Metal Encl, Dual | Switchboards U/G & Subs
002424521 | SWITCHBOARD,POWER | 33kV, 1600A, 25kA, 1250A Feeder, TS 2005/787/T | Protection
002480259 | SWITCHBOARD,POWER | LV Indoor, TX Isolator, 1500(750)kVA, ACB Upgde, Sentron 3WL, ETU76B c/w COM35 Module, AFPS VAMP 221, 3200A TX ACB 65kA/1Sec, Mob Gen Conn, Direct Busbar | Switchboards U/G & Subs
002424422 | SWITCHBOARD,POWER | 22kV, 2500A, 31.5kA, 630A Feeder, TS 2005/787/T | Protection
002424539 | SWITCHBOARD,POWER | 33kV, 1600A, 25kA, 1250A Transformer, TS 2005/787/T | Protection
002480408 | SWITCHBOARD,POWER | LV Outdoor, 1500(315)kVA, ACB Upgde, Sentron 3WL, ETU76B c/w COM35 Module, AFPS VAMP 221, 3200A TX ACB 65kA/1Sec, 4 x 630A SF (1 x Provisional SF Slot) | Switchboards U/G & Subs
002424554 | SWITCHBOARD,POWER | 33kV, 1600A, 25kA, Bus Riser & Metering, TS 2005/787/T | Protection
002486439 | SWITCHBOARD,POWER | Main AC Board, 2 x Local TFMR, 400A ATS, 4 x 250A CB Essential 4 x 160A CB Non-Ess, Manual CO, Without Dist Board, Outdoor, S/Steel | Substation
000003798 | SWITCHBOARD,POWER | Toogoom, Complete, 12kV, 1600A, 230V AC Aux, 110V DC Controls, L2 Pollution, Withdrawable, Type BV2 c/w 1 x 1600A Incomer, 3 x 630A Feeders, | Substation
002424224 | SWITCHBOARD,POWER | 11kV, 2500A, 31.5kA, 2500A Transformer, TS 2005/787/T | Protection
002424307 | SWITCHBOARD,POWER | 11kV, 2500A, 31.5kA, Installation, TS 2005/787/T | Protection
002424240 | SWITCHBOARD,POWER | 11kV, 2500A, 31.5kA, Bus Earthing Panel, TS 2005/787/T | Protection
002480176 | SWITCHBOARD,POWER | LV Indoor, 1500(500)kVA, ACB Upgde, Sentron 3WL, ETU76B c/w COM35 Module, AFPS VAMP 221, 3200A TX ACB 65kA/1Sec, 4 x 630A SF, Mob Gen Conn & 3200A ACB, | Switchboards U/G & Subs
000003449 | SWITCHBOARD,POWER | 12kV, 1250A, 25kA/3Sec, 110V DC Control, 5 x 630A Feeder Panels, 1 x Bus Earth Switch, IP4X | Substation
000003207 | SWITCHBOARD,POWER | Complete, 12kV, 2500A, 31.5kA/3Sec, 230V AC Aux, 110V DC Controls, L2 Pollution, Withdrawable, Type BV2, TS 2010/0048/T, Sched 6.1.1 Item 1, | Substation
000003878 | SWITCHBOARD,POWER | 33kV WSA, 1600A, Bus & Bus Section CB, 2 x 1600A Transformer Bays, 4 x 1250A Feeders, Dwg KM-1023989-03-0A | Substation
002480440 | SWITCHBOARD,POWER | LV Outdoor, 1500(1000)kVA, ACB Upgde, Sentron 3WL, ETU76B c/w COM35 Module, AFPS VAMP 221, 3200A TX ACB 65kA/1Sec, 4 x 630A SF (1 x Provisional SF Slot) | Switchboards U/G & Subs
002480036 | SWITCHBOARD,POWER | LV Indoor, 750(750)kVA, ACB Upgde, Sentron 3WL, ETU76B c/w COM35 Module, AFPS VAMP 221, 1600A TX ACB 42kA/1Sec, 4 x 630A SF, Mob Gen Conn & 1600A ACB, | Switchboards U/G & Subs
002424471 | SWITCHBOARD,POWER | 22kV, 2500A, 31.5kA, Bus Metering & Earthing, TS 2005/787/T | Protection
002424455 | SWITCHBOARD,POWER | 22kV, 2500A, 31.5kA, Bus Riser & Metering, TS 2005/787/T | Protection
002496313 | SWITCHBOARD,POWER | VH1F Arc Duct, 450/700mm W, 875mm up to 2000mm Lg, incl External Flange | Switchgear Substation
002482776 | SWITCHBOARD,POWER | Transformer Switchgear Unit, 24kV, 1250A 25kA, 1250A Bus Metal Encl Fixed Switchgear & Control Gear Assy c/w 110V DC Aux Supply, incl CTs for | Switchgear Substation
002482768 | SWITCHBOARD,POWER | Feeder/Bus Tie Switchgear Unit, 24kV, 1250A, 25kA, 1250A Bus Metal Encl Fixed Switchgear & Control Gear Assy c/w 110V DC Aux Supply, incl CTs for Bus Tie | Switchgear Substation
002482750 | SWITCHBOARD,POWER | Transformer Switchgear Unit, 12kV, 1250A 25kA, 2000A Bus Metal Encl Fixed Switchgear & Control Gear Assy c/w 110V DC Aux Supply, incl CTs for | Switchgear Substation
002482743 | SWITCHBOARD,POWER | Transformer Switchgear Unit, 12kV, 2000A 25kA, 2000A Bus Metal Encl Fixed Switchgear & Control Gear Assy c/w 110V DC Aux Supply, incl CTs for | Switchgear Substation
002482735 | SWITCHBOARD,POWER | Feeder/Bus Tie Switchgear Unit, 12kV, 2000A, 25kA, 2000A Bus Metal Encl Fixed Switchgear & Control Gear Assy c/w 110V DC Aux Supply, incl CTs for Bus Tie | Switchgear Substation
002480697 | SWITCHBOARD,POWER | Busbar Earth Switch, 24kV, 25kA suits Fault Make Duty on a 1250A Bus, Manual Operation Only, Contract 10544-Item 13 | Switchgear Substation
002480671 | SWITCHBOARD,POWER | Feeder/Bus Tie Switchgear Unit, 24kV, 1250A, 25kA, 1250A Bus Metal Encl Fixed Switchgear & Control Gear Assy c/w 110V DC Aux Supply, incl CTs for Bus Tie | Switchgear Substation
002479483 | SWITCHBOARD,POWER | Transfer Switch, 400V AC, 125A, Generator Connection Point, Outdoor, S/Steel, 1296 x 600 x 240mm | Switchboards U/G & Subs
002479475 | SWITCHBOARD,POWER | AC Main Board, 400V AC, Local Transformer, 1 x 400A CB, 1 x 250A CB, 1 x 160A CB with Generator Connection, Outdoor, S/Steel, 1992 x 600 x 254mm | Switchboards U/G & Subs
002479467 | SWITCHBOARD,POWER | AC Main Board, 400V AC, Local Transformer, 1 x 400A CB, 2 x 160A CB, 1 x 100A CB, 1 x 60A CB, Outdoor, S/Steel, 1992 x 630 x 254mm | Switchboards U/G & Subs
002479459 | SWITCHBOARD,POWER | AC Distribution Board, 400V AC, Local Transformer, 2 x 400A CB, 1 x 160A CB, 1 x 100A CB, 1 x 60A CB, Outdoor, S/Steel, 1200 x 800 x 400mm | Switchboards U/G & Subs
002479442 | SWITCHBOARD,POWER | Auto Transfer Switch, 400V AC, 400A AC1, 110kW AC3, c/w Main Switch, Outdoor, S/Steel, 800 x 1200 x 400mm | Switchboards U/G & Subs
002479434 | SWITCHBOARD,POWER | AC Distribution Board, 1 X 100A Main Switch, 21 Pole Load Centre, 2 x 3 Ph, 32A CB, 2 x 20A CB, 1 x 10A CB, 2 x 20A ELCB, 2 x 10A ELCB & Timer, Indoor, | Switchboards U/G & Subs
000005035 | SWITCHBOARD,POWER | 33kV WSA Fixed Pattern, 1600A Bus, 2 x 1250A Feeders c/w Cable Side VT, 2 x 1250A Feeders, TS 2006/0113/T | Substation
002484806 | SWITCHBOARD,POWER | DC Dist Board, Indoor, 125V, 100A, Form 2bi, 2kA, IP51, 36 Pole Chassis c/w 2 x Supply 160A LBS, 18 x 2 Pole CBs on 1 x 36 Pole Chassis for Dist Circuits, | Substation Batteries
002484798 | SWITCHBOARD,POWER | DC Dist Board, Indoor, 125V, 100A, Form 2bi, 2kA, IP51, 18 Pole Chassis c/w 2 x Supply 160A LBS, 9 x 2 Pole CBs on 1 x 18 Pole Chassis for Dist Circuits, | Substation Batteries
002480317 | SWITCHBOARD,POWER | LV Outdoor, 1500(1500)kVA, ACB Std, Sentron 3WL, ETU45B, AFPS VAMP 221, 3200A TX ACB 65kA/1Sec, 4 x 630A SF (1 x Provisional SF Slot) Mob Gen Conn & | Switchboards U/G & Subs
002480200 | SWITCHBOARD,POWER | LV Indoor, TX Isolator, 1500(1500)kVA, ACB Std, Sentron 3WL, ETU45B, AFPS VAMP 221, 3200A TX ACB 65kA/1Sec, Mob Gen Conn, Direct Busbar Connect, Metal Encl, | Switchboards U/G & Subs
002480101 | SWITCHBOARD,POWER | LV Indoor, 1500(1500)kVA, ACB Std, Sentron 3WL, ETU45B, AFPS VAMP 221, 3200A TX ACB 65kA/1Sec, 4 x 630A SF, Mob Gen Conn & 3200A ACB, Metal Encl, | Switchboards U/G & Subs
002480028 | SWITCHBOARD,POWER | LV Indoor, 750(750)kVA, ACB Std, Sentron 3WL, ETU45B, AFPS VAMP 221, 1600A TX ACB 42kA/1Sec, 4 x 630A SF, Mob Gen Conn & 1600A ACB, Metal Encl, Dual Top/Bottom | Switchboards U/G & Subs
002484723 | SWITCHBOARD,POWER | Main AC Board 400V AC, 2 x Local TFMR, 400A ATS, 4 x 250A CB Essential 2 x 160A CB Non-Ess, Manual CO, Incl Dist Board, Outdoor, S/Steel | Switchboards U/G & Subs
002484780 | SWITCHBOARD,POWER | 48V DC Main Board, Indoor, 125V, 100A, Form 3b/2bi, 2kA, IP51, Main Section c/w 1 x Charger 100A MCCB, 2 x Battery String 250A Switches, 6 x 63A MCCBs, | Substation Batteries
002482727 | SWITCHBOARD,POWER | 3 Ph VT, 36kV, 31.5kA, to be installed in Cable Compartment of Feeder, Contract 10544-Item 23, EESS-11558-01-0B | Switchgear Substation
002480416 | SWITCHBOARD,POWER | LV Outdoor, 1500(1500)kVA, ACB Std, Sentron 3WL, ETU45B, AFPS VAMP 221, 3200A TX ACB 65kA/1Sec, 4 x 630A SF (1 x Provisional SF Slot) Mob Gen Conn & | Switchboards U/G & Subs
002480390 | SWITCHBOARD,POWER | LV Outdoor, 1500(315)kVA, ACB Std, Sentron 3WL, ETU45B, AFPS VAMP 221, 3200A TX ACB 65kA/1Sec, 4 x 630A SF (1 x Provisional SF Slot) Mob Gen Conn & | Switchboards U/G & Subs
002480374 | SWITCHBOARD,POWER | LV Outdoor, 1500(500)kVA, ACB Std, Sentron 3WL, ETU45B, AFPS VAMP 221, 3200A TX ACB 65kA/1Sec, 4 x 630A SF (1 x Provisional SF Slot) Mob Gen Conn & | Switchboards U/G & Subs
002480358 | SWITCHBOARD,POWER | LV Outdoor, 1500(750)kVA, ACB Std, Sentron 3WL, ETU45B, AFPS VAMP 221, 3200A TX ACB 65kA/1Sec, 4 x 630A SF (1 x Provisional SF Slot) Mob Gen Conn & | Switchboards U/G & Subs
002480333 | SWITCHBOARD,POWER | LV Outdoor, 1500(1000)kVA, ACB Std, Sentron 3WL, ETU45B, AFPS VAMP 221, 3200A TX ACB 65kA/1Sec, 4 x 630A SF (1 x Provisional SF Slot) Mob Gen Conn & | Switchboards U/G & Subs
002480283 | SWITCHBOARD,POWER | LV Indoor, TX Isolator, 1500(315)kVA, ACB Std, Sentron 3WL, ETU45B, AFPS VAMP 221, 3200A TX ACB 65kA/1Sec, Mob Gen Conn, Direct Busbar Connect, Metal Encl, | Switchboards U/G & Subs
002484830 | SWITCHBOARD,POWER | DC Dist Board, Indoor, 125V, 100A, Form 2bi, 2kA, IP51, 72 Pole Chassis c/w 2 x Supply 160A LBS, 36 x 2 Pole CBs on 1 x 72 Pole Chassis for Dist Circuits, | Substation Batteries
002484822 | SWITCHBOARD,POWER | DC Dist Board, Indoor, 125V, 100A, Form 2bi, 2kA, IP51, 60 Pole Chassis c/w 2 x Supply 160A LBS, 30 x 2 Pole CBs on 1 x 60 Pole Chassis for Dist Circuits, | Substation Batteries
002484814 | SWITCHBOARD,POWER | DC Dist Board, Indoor, 125V, 100A, Form 2bi, 2kA, IP51, 48 Pole Chassis c/w 2 x Supply 160A LBS, 24 x 2 Pole CBs on 1 x 48 Pole Chassis for Dist Circuits, | Substation Batteries
002479426 | SWITCHBOARD,POWER | AC Distribution Board, 100A Main Switch, 1Ph, 3 x 10A ELCB & 4 x 20A ELCB, Indoor, Steel Enclosure, 245 x 268 x 92mm | Switchboards U/G & Subs
002479418 | SWITCHBOARD,POWER | AC Distribution Board, 250A Main Switch, 24 Ess + 24 Non-Ess Chassis, Indoor, 1728 x 600 x 240mm | Switchboards U/G & Subs
002479400 | SWITCHBOARD,POWER | AC Distribution Board, 160A Main Switch, 36 Pole Chassis, Indoor, 1296 x 600 x 240mm | Switchboards U/G & Subs
002479392 | SWITCHBOARD,POWER | AC Distribution Board,Switchyard, 160A Main Switch, 30A Outlet,10A Outlet, 24 Pole Chassis, Light Switch, Outdoor, S/Steel, 1296 x 600 x 240mm | Switchboards U/G & Subs
002479384 | SWITCHBOARD,POWER | AC Distribution Board, 250A Main Switch, 12 + 42 Hybrid Chassis, Indoor, 1512 x 600 x 240mm | Switchboards U/G & Subs
002479376 | SWITCHBOARD,POWER | AC Distribution Board, 100A Auto Trans Switch, 100A Main Switch, 36 Pole Chassis, Outdoor, S/Steel, 1728 x 600 x 240mm | Switchboards U/G & Subs
002480267 | SWITCHBOARD,POWER | LV Indoor, TX Isolator, 1500(500)kVA, ACB Std, Sentron 3WL, ETU45B, AFPS VAMP 221, 3200A TX ACB 65kA/1Sec, Mob Gen Conn, Direct Busbar Connect, Metal Encl, | Switchboards U/G & Subs
002480242 | SWITCHBOARD,POWER | LV Indoor, TX Isolator, 1500(750)kVA, ACB Std, Sentron 3WL, ETU45B, AFPS VAMP 221, 3200A TX ACB 65kA/1Sec, Mob Gen Conn, Direct Busbar Connect, Metal Encl, | Switchboards U/G & Subs
002480226 | SWITCHBOARD,POWER | LV Indoor, TX Isolator, 1500(1000)kVA, ACB Std, Sentron 3WL, ETU45B, AFPS VAMP 221, 3200A TX ACB 65kA/1Sec, Mob Gen Conn, Direct Busbar Connect, Metal Encl, | Switchboards U/G & Subs
002480184 | SWITCHBOARD,POWER | LV Indoor, 1500(315)kVA, ACB Std, Sentron 3WL, ETU45B, AFPS VAMP 221, 3200A TX ACB 65kA/1Sec, 4 x 630A SF, Mob Gen Conn & 3200A ACB, Metal Encl, | Switchboards U/G & Subs
002480168 | SWITCHBOARD,POWER | LV Indoor, 1500(500)kVA, ACB Std, Sentron 3WL, ETU45B, AFPS VAMP 221, 3200A TX ACB 65kA/1Sec, 4 x 630A SF, Mob Gen Conn & 3200A ACB, Metal Encl, | Switchboards U/G & Subs
002480143 | SWITCHBOARD,POWER | LV Indoor, 1500(750)kVA, ACB Std, Sentron 3WL, ETU45B, AFPS VAMP 221, 3200A TX ACB 65kA/1Sec, 4 x 630A SF, Mob Gen Conn & 3200A ACB, Metal Encl, | Switchboards U/G & Subs
002480127 | SWITCHBOARD,POWER | LV Indoor, 1500(1000)kVA, ACB Std, Sentron 3WL, ETU45B, AFPS VAMP 221, 3200A TX ACB 65kA/1Sec, 4 x 630A SF, Mob Gen Conn & 3200A ACB, Metal Encl, | Switchboards U/G & Subs
002480499 | SWITCHBOARD,POWER | LV Outdoor, 1500(315)kVA, ACB Std, Sentron 3WL, ETU45B, AFPS VAMP 221, 3200A TX ACB 65kA/1Sec, 4 x 630A SF (1 x Provisional SF Slot) Mob Gen Conn & | Switchboards U/G & Subs
002480473 | SWITCHBOARD,POWER | LV Outdoor, 1500(500)kVA, ACB Std, Sentron 3WL, ETU45B, AFPS VAMP 221, 3200A TX ACB 65kA/1Sec, 4 x 630A SF (1 x Provisional SF Slot) Mob Gen Conn & | Switchboards U/G & Subs
002480457 | SWITCHBOARD,POWER | LV Outdoor, 1500(750)kVA, ACB Std, Sentron 3WL, ETU45B, AFPS VAMP 221, 3200A TX ACB 65kA/1Sec, 4 x 630A SF (1 x Provisional SF Slot) Mob Gen Conn & | Switchboards U/G & Subs
002480432 | SWITCHBOARD,POWER | LV Outdoor, 1500(1000)kVA, ACB Std, Sentron 3WL, ETU45B, AFPS VAMP 221, 3200A TX ACB 65kA/1Sec, 4 x 630A SF (1 x Provisional SF Slot) Mob Gen Conn & | Switchboards U/G & Subs
002493096 | SWITCHBOARD,POWER | AC Distribution Board, BESS Network Skid, 160A Main Switch, 24 Pole Chassis, Outdoor, S/Steel, 1080 x 600 x 240mm | Switchboards U/G & Subs
002482719 | SWITCHBOARD,POWER | Busbar Earth Switch, 36kV, 31.5kA, for Fault Make Duty on 2000A Bus, Manual Operation Only, Contract 10544-Item 22, EESS-11558-01-0B | Switchgear Substation
002482701 | SWITCHBOARD,POWER | Bus Disconnector Unit, 36kV, 2000A, 31.5kA, 2000A Bus Metal Encl Fixed Switchgear & Control Gear Assy, incl CTs for Bus Protn, Contract 10544-Item 21, | Switchgear Substation
002482693 | SWITCHBOARD,POWER | Transformer Switchgear Unit, 36kV, 1250A 31.5kA, 2000A Bus Metal Encl Fixed Switchgear & Control Gear Assy c/w 110V DC Aux Supply, incl CTs for | Switchgear Substation
002482685 | SWITCHBOARD,POWER | Transformer Switchgear Unit, 36kV, 1250A 31.5kA, 2000A Bus Metal Encl Fixed Switchgear & Control Gear Assy c/w 110V DC Aux Supply, incl CTs for | Switchgear Substation
002482677 | SWITCHBOARD,POWER | Transformer Switchgear Unit, 36kV, 2000A 31.5kA, 2000A Bus Metal Encl Fixed Switchgear & Control Gear Assy c/w 110V DC Aux Supply, incl CTs for | Switchgear Substation
002482669 | SWITCHBOARD,POWER | Feeder/Bus Tie Switchgear Unit, 36kV, 2000A, 31.5kA, 2000A Bus Metal Encl Fixed Switchgear & Control Gear Assy c/w 110V DC Aux Supply, incl CTs for Bus Tie | Switchgear Substation
002482651 | SWITCHBOARD,POWER | Bus Section Switchgear Unit, 36kV, 2000A 31.5kA, 2000A Bus Metal Encl Fixed Switchgear & Control Gear Assy c/w 110V DC Aux Supply, incl CTs for Dual | Switchgear Substation
002484772 | SWITCHBOARD,POWER | 110V DC Main Board, Indoor, 125V, 100A, Form 3b/2bi, 2kA, IP51, Main Section c/w 1 x Charger 100A MCCB, 2 x Battery String 250A Switches, 6 x 63A MCCBs, | Substation Batteries
002484764 | SWITCHBOARD,POWER | 48V DC Main & Dist Board, 36 Pole on 2 x 72 Pole Chassis, Indoor, 125V, 100A, Form 3b/2bi, 2kA, IP51, Main Section c/w 1 x Charger 100A MCCB, 2 x Battery | Substation Batteries
002484756 | SWITCHBOARD,POWER | 48V DC Main & Dist Board, 36 Pole on 1 x 36 Pole Chassis, Indoor, 125V, 100A, Form 3b/2bi, 2kA, IP51, Main Section c/w 1 x Charger 100A MCCB, 2 x Battery | Substation Batteries
002484749 | SWITCHBOARD,POWER | 110V DC Main & Dist Board, 36 Pole on 2 x 72 Pole Chassis, Indoor, 125V, 100A, Form 3b/2bi, 2kA, IP51, Main Section c/w 1 x Charger 100A MCCB, 2 x Battery | Substation Batteries
002484731 | SWITCHBOARD,POWER | 110V DC Main & Dist Board, 36 Pole on 1 x 72 Pole Chassis, Indoor, 125V, 100A, Form 3b/2bi, 2kA, IP51, Main Section c/w 1 x Charger 100A MCCB, 2 x Battery | Substation Batteries
000003360 | SWITCHBOARD,POWER | 11kV ABB ZS1 Feeder Panels, Type VD4/M, 630A, 31.5kA/3Sec, 2500A Busbar, 12/28/95kV BIL, 110V Control & Spring Charge Motor, for Black River | Substation
002479962 | SWITCHBOARD,POWER | Isolation and Main Distribution Board, 48V DC, c/w Transducers, 2 x 100A CB, 3 x 63A CB, 2 x 2A CB, 1 x Anderson Plug | Substation Batteries
002482636 | SWITCHBOARD,POWER | Feeder Switchgear Unit, 36kV, 1250A, 31.5kA, 2000A Bus Metal Encl Fixed Switchgear & Control Gear Assy c/w 110V DC Aux Supply, incl CTs for Feeder, | Switchgear Substation
002479970 | SWITCHBOARD,POWER | Isolation and Main Distribution Board, 48V DC, w/o Transducers, 2 x 100A CB, 3 x 63A CB, 2 x 2A CB, 1 x Anderson Plug | Substation Batteries
002482644 | SWITCHBOARD,POWER | Feeder Switchgear Unit, 36kV, 1250A, 31.5kA, 2000A Bus Metal Encl Fixed Switchgear & Control Gear Assy c/w 110V DC Aux Supply, incl CTs for Feeder, | Switchgear Substation
002404520 | SWITCHGEAR | RMU, 24kV, 2 x Feeder Switches, 1 x Switch Fuse, GAC 2K1TS, JTS 06-08-01 (scm) | Switchgear Distribution
002451821 | SWITCHGEAR | RMU, 12kV, 3 x Feeder Switch, 1 x CB, for 11kV Oil-type Transformer connection > 1000kVA c/w Remote Control Kit to control all Cable Switch Disconnectors, | Switchgear
002437457 | SWITCHGEAR | RMU, 36kV, 2 x Feeder Switch, 2 x Switch Fuse, for 33kV Oil-type Transformer connection to 2000kVA c/w Mounting Plinth & Outdoor Enclosure, JTS 06-08-01 | Switchgear
002437473 | SWITCHGEAR | RMU, 36kV, 3 x Feeder Switch c/w Mounting Plinth & Outdoor Enclosure, JTS 06-08-01 | Switchgear
002490951 | SWITCHGEAR | RMU, 24kV, 630A, 20kA/3s, SafePlus CCVV, LHS/RHS Extensible, Non-Motorized C Modules, Motorized V Modules, Internal Arc Class AFLR 20kA/1s, w/o Protection | Switchgear
000034124 | SWITCHGEAR | RMU, SafeLink 2 CFCF, Double Switch Fuse, for 11kV Oil Type & Dry Type Transformer Connection up to 1500kVA, Mech D | Switchgear
002486389 | SWITCHGEAR | RMU, 36kV, 630A, Ormazabal CGM3 IIVV, Extensible, Non-Motorized, IAC AFL 20kA/1s c/w Protection Relay ekor.rpg 201A, 300/A 5P20 0.18VA Toroidal CTs | Switchgear
000024978 | SWITCHGEAR | RMU, 12kV, 630A, 3Ph, 50Hz, 2 x Feeder Switch, 2 x Switch Fuse c/w Cubicle & Plinth, ABB SafePlus CCFF OD AFLR/BFLR, Faultmake Load Break, 3 Pole Operated, | Switchgear
002405640 | SWITCHGEAR | RMU, 12kV Holec Magnefix MD451 Series, 2 Switch & 1 Fuse Unit, 3 Ph Operation Only on all Circuits, suit both Front Entry Style & Rectangular Padmount | Switchgear
000024977 | SWITCHGEAR | RMU, 12kV, 630A, 3Ph, 50Hz, 2 x Feeder Switch, 1 x Switch Fuse c/w Cubicle & Plinth, ABB SafePlus CCF OD AFLR/BFLR, Faultmake Load Break, 3 Pole Operated, | Switchgear
000034126 | SWITCHGEAR | 11kV, SafeLink 2 CCC, 3-Way Switching Unit, Mech D | Switchgear
002478220 | SWITCHGEAR | RMU, 24kV, RM6 QIQI, c/w IAC Box, TX Cables & Cable Grommets, suit Schneider Padmount Substation | Switchgear
002490944 | SWITCHGEAR | RMU, 24kV, 630A, 20kA/3s, SafePlus CCCV, LHS/RHS Extensible, Non-Motorized C Modules, Motorized V Module, Internal Arc Class AFLR 20kA/1s, w/o Protection | Switchgear
002490936 | SWITCHGEAR | RMU, 24kV, 630A, 20kA/3s, SafePlus CCV, LHS/RHS Extensible, Non-Motorized C Modules, Motorized V Module, Internal Arc Class AFLR 20kA/1s, w/o Protection | Switchgear
002490894 | SWITCHGEAR | RMU, 12kV, 630A, 25kA/3s, SafePlus CCV, LHS/RHS Extensible, Non-Motorized C Modules, Motorized V Module, Internal Arc Class AFLR 20kA/1s, w/o Protection | Switchgear
002405643 | SWITCHGEAR | RMU, SD3, 11kV Triple Oil Unit, Comprising 3 Isolators Mounted in Common Tank Switch to a Common Busbar & each c/w Extensible Busbars on One Side & | Protection
002490910 | SWITCHGEAR | RMU, 12kV, 630A, 25kA/3s, SafePlus CCVV, LHS/RHS Extensible, Non-Motorized C Modules, Motorized V Modules, Internal Arc Class AFLR 20kA/1s, w/o Protection | Switchgear
000034123 | SWITCHGEAR | RMU, SafeLink 2 CFC, Single Switch Fuse, for 11kV Oil Type & Dry Type Transformer Connection up to 1500kVA, Mech D | Switchgear
002490902 | SWITCHGEAR | RMU, 12kV, 630A, 25kA/3s, SafePlus CCCV, LHS/RHS Extensible, Non-Motorized C Modules, Motorized V Module, Internal Arc Class AFLR 20kA/1s, w/o Protection | Switchgear
000104395 | SWITCHGEAR | RMU, 12kV, 1 x Feeder Switch, 1 x Circuit Breaker, 1 x Switch Fuse c/w Cubicle & Plinth, Safeplus CVF, ETS 06-08-01 (1) | Switchgear
002478204 | SWITCHGEAR | RMU, 24kV, RM6 IQI, c/w IAC Box, TX Cables & Cable Grommets, suit Schneider Padmount Substation | Switchgear
002478212 | SWITCHGEAR | RMU, 24kV, RM6 IIQI, c/w IAC Box, TX Cables & Cable Grommets, suit Schneider Padmount Substation | Switchgear
000777518 | SWITCHGEAR | RMU, 11kV, 400A Magnefix Type MD401, 2 x Incoming Switches & Switch Fuse have 3 Ph Operation, incl (A) 3 Ph Operating Handle, P/N2684.330 (B) Connection, | Switchgear
000034127 | SWITCHGEAR | 11kV, SafeLink 2 CCCC, 4-Way Switching Unit, Mech D | Switchgear
002405642 | SWITCHGEAR | RMU, SD, 11kV Oil Filled with Busbar Extensions on Both Ends & Extended Height Stands to be Fitted with Test Points | Protection
002405644 | SWITCHGEAR | RMU, 12kV Holec Magnefix, MD442 Series, 3 Switch & 1 Fuse Unit, 3 Ph Operation Only on all Circuits, suit both Front Entry Style & Rectangular Padmount | Switchgear
000034125 | SWITCHGEAR | RMU, SafeLink 2 CFCC, 3-Way Single Switch Fuse, 11kV Oil Type & Dry Type Transformer Connection up to 1500kVA, Mech D | Switchgear
002487726 | SWITCHGEAR | 72.5kV, 2000A, 40kA/3sec, Outdoor HIS Unit c/w 125VDC Aux Supply, 125VDC Motor Supply, Bus Side Disconn & Integral E/S, 3 Pole Operated CB, 4 Protn & 2 Mtrg | Switchgear Substation
002487718 | SWITCHGEAR | 72.5kV, 2000A, 40kA/3sec, Outdoor HIS Unit c/w 110VDC Aux Supply, 110VDC Motor Supply, Bus Side Disconn & Integral E/S, 3 Pole Operated CB, 4 Protn & 2 Mtrg | Switchgear Substation
002487700 | SWITCHGEAR | 72.5kV, 2000A, 40kA/3sec, Outdoor HIS Unit c/w 125VDC Aux Supply, 230VAC Motor Supply, Bus Side Disconn & Integral E/S, 3 Pole Operated CB, 4 Protn & 2 Mtrg | Switchgear Substation
002487692 | SWITCHGEAR | 72.5kV, 2000A, 40kA/3sec, Outdoor HIS Unit c/w 110VDC Aux Supply, 230VAC Motor Supply, Bus Side Disconn & Integral E/S, 3 Pole Operated CB, 4 Protn & 2 Mtrg | Switchgear Substation
002487684 | SWITCHGEAR | 72.5kV, 2000A, 40kA/3sec, Outdoor HIS Unit c/w 48VDC Aux Supply, 230VAC Motor Supply, Bus Side Disconn & Integral E/S, 3 Pole Operated CB, 4 Protn & 2 Mtrg | Switchgear Substation
002487676 | SWITCHGEAR | 72.5kV, 2000A, 40kA/3sec, Outdoor HIS Unit c/w 32VDC Aux Supply, 230VAC Motor Supply, Bus Side Disconn & Integral E/S, 3 Pole Operated CB, 4 Protn & 2 Mtrg | Switchgear Substation
002487668 | SWITCHGEAR | GIS Outdoor 66/SQRT3kV:110/SQRT3V VT Module c/w Integral Disconn suit Conn to the Bus, or Load Side of Indoor Fdr/Txf Swgr Bays, or Indoor Bus Section Swgr | Switchgear Substation
002487650 | SWITCHGEAR | GIS Outdoor 110/SQRT3kV:110/SQRT3V VT Module c/w Integral Disconn suit Conn to the Bus, or Load Side of Indoor Fdr/Txf Swgr Bays, or Indoor Bus Section Swgr | Switchgear Substation
002487643 | SWITCHGEAR | GIS Outdoor 132/SQRT3kV:110/SQRT3V VT Module c/w Integral Disconn suit Conn to the Bus, or Load Side of Indoor Fdr/Txf Swgr Bays, or Indoor Bus Section Swgr | Switchgear Substation
002487635 | SWITCHGEAR | GIS Outdoor Bus Section Swgr Bay, SF6, 145kV, 1600A, 40kA, 1600A Bus c/w Left Hand Bus Side Disconn & Integral E/S, CB, 4 Protn CTs, Right Hand Bus Disconn | Switchgear Substation
002487627 | SWITCHGEAR | GIS Outdoor Fdr/Txf Swgr Bay, SF6, 145kV 1600A, 40kA, 1600A Bus c/w Bus Side Disconn & Integral E/S, CB, 4 Protn & 1 Mtrg CT, Line Side Disconn & Integral | Switchgear Substation
002487619 | SWITCHGEAR | GIS Indoor 66/SQRT3kV:110/SQRT3V VT Module c/w Integral Disconn suit Conn to the Bus, or Load Side of Indoor Fdr/Txf Swgr Bays, or Indoor Bus Section Swgr | Switchgear Substation
002487601 | SWITCHGEAR | GIS Indoor 110/SQRT3kV:110/SQRT3V VT Module c/w Integral Disconn suit Conn to the Bus, or Load Side of Indoor Fdr/Txf Swgr Bays, or Indoor Bus Section Swgr | Switchgear Substation
002487593 | SWITCHGEAR | GIS Indoor 132/SQRT3kV:110/SQRT3V VT Module c/w Integral Disconn suit Conn to the Bus, or Load Side of Indoor Fdr/Txf Swgr Bays, or Indoor Bus Section Swgr | Switchgear Substation
002487585 | SWITCHGEAR | GIS Indoor Bus Section Swgr Bay, SF6, 145kV, 1600A, 40kA, 1600A Bus c/w Left Hand Bus Side Disconn & Integral E/S, CB, 4 Protn CTs, Right Hand Bus Disconn | Switchgear Substation
002487577 | SWITCHGEAR | GIS Indoor Fdr/Txf Swgr Bay, 145kV, 1600A, 40kA, 1600A Bus c/w Bus Side Disconn & Integral E/S, CB, 4 Protn CTs, Line Side Disconn & Integral E/S & Line | Switchgear Substation
002487908 | SWITCHGEAR | 145kV, 2000A, 40kA/1sec, Outdoor HIS Unit c/w 125VDC Aux Supply, 125VDC Motor Supply, Bus Side Disconn & Integral E/S, Single Pole Operated CB, 4 Protn & | Switchgear Substation
002487890 | SWITCHGEAR | 145kV, 2000A, 40kA/1sec, Outdoor HIS Unit c/w 110VDC Aux Supply, 110VDC Motor Supply, Bus Side Disconn & Integral E/S, Single Pole Operated CB, 4 Protn & | Switchgear Substation
002487882 | SWITCHGEAR | 145kV, 2000A, 40kA/1sec, Outdoor HIS Unit c/w 125VDC Aux Supply, 230VAC Motor Supply, Bus Side Disconn & Integral E/S, Single Pole Operated CB, 4 Protn & | Switchgear Substation
002487874 | SWITCHGEAR | 145kV, 2000A, 40kA/1sec, Outdoor HIS Unit c/w 110VDC Aux Supply, 230VAC Motor Supply, Bus Side Disconn & Integral E/S, Single Pole Operated CB, 4 Protn & | Switchgear Substation
002487866 | SWITCHGEAR | 145kV, 2000A, 40kA/1sec, Outdoor HIS Unit c/w 48VDC Aux Supply, 230VAC Motor Supply, Bus Side Disconn & Integral E/S, Single Pole Operated CB, 4 Protn & | Switchgear Substation
002487858 | SWITCHGEAR | 145kV, 2000A, 40kA/1sec, Outdoor HIS Unit c/w 32VDC Aux Supply, 230VAC Motor Supply, Bus Side Disconn & Integral E/S, Single Pole Operated CB, 4 Protn & | Switchgear Substation
002487841 | SWITCHGEAR | 145kV, 2000A, 40kA/1sec, Outdoor HIS Unit c/w 125VDC Aux Supply, 125VDC Motor Supply, Bus Side Disconn & Integral E/S, 3 Pole Operated CB, 4 Protn & 2 Mtrg | Switchgear Substation
002487833 | SWITCHGEAR | 145kV, 2000A, 40kA/1sec, Outdoor HIS Unit c/w 110VDC Aux Supply, 110VDC Motor Supply, Bus Side Disconn & Integral E/S, 3 Pole Operated CB, 4 Protn & 2 Mtrg | Switchgear Substation
002487825 | SWITCHGEAR | 145kV, 2000A, 40kA/1sec, Outdoor HIS Unit c/w 125VDC Aux Supply, 230VAC Motor Supply, Bus Side Disconn & Integral E/S, 3 Pole Operated CB, 4 Protn & 2 Mtrg | Switchgear Substation
002487817 | SWITCHGEAR | 145kV, 2000A, 40kA/1sec, Outdoor HIS Unit c/w 110VDC Aux Supply, 230VAC Motor Supply, Bus Side Disconn & Integral E/S, 3 Pole Operated CB, 4 Protn & 2 Mtrg | Switchgear Substation
002487809 | SWITCHGEAR | 145kV, 2000A, 40kA/1sec, Outdoor HIS Unit c/w 48VDC Aux Supply, 230VAC Motor Supply, Bus Side Disconn & Integral E/S, 3 Pole Operated CB, 4 Protn & 2 Mtrg | Switchgear Substation
002487791 | SWITCHGEAR | 145kV, 2000A, 40kA/1sec, Outdoor HIS Unit c/w 32VDC Aux Supply, 230VAC Motor Supply, Bus Side Disconn & Integral E/S, 3 Pole Operated CB, 4 Protn & 2 Mtrg | Switchgear Substation
002487783 | SWITCHGEAR | 72.5kV, 2000A, 40kA/3sec, Outdoor HIS Unit c/w 125VDC Aux Supply, 125VDC Motor Supply, Bus Side Disconn & Integral E/S, Single Pole Operated CB, 4 Protn & | Switchgear Substation
002487775 | SWITCHGEAR | 72.5kV, 2000A, 40kA/3sec, Outdoor HIS Unit c/w 110VDC Aux Supply, 110VDC Motor Supply, Bus Side Disconn & Integral E/S, Single Pole Operated CB, 4 Protn & | Switchgear Substation
002487767 | SWITCHGEAR | 72.5kV, 2000A, 40kA/3sec, Outdoor HIS Unit c/w 125VDC Aux Supply, 230VAC Motor Supply, Bus Side Disconn & Integral E/S, Single Pole Operated CB, 4 Protn & | Switchgear Substation
002487759 | SWITCHGEAR | 72.5kV, 2000A, 40kA/3sec, Outdoor HIS Unit c/w 110VDC Aux Supply, 230VAC Motor Supply, Bus Side Disconn & Integral E/S, Single Pole Operated CB, 4 Protn & | Switchgear Substation
002487742 | SWITCHGEAR | 72.5kV, 2000A, 40kA/3sec, Outdoor HIS Unit c/w 48VDC Aux Supply, 230VAC Motor Supply, Bus Side Disconn & Integral E/S, Single Pole Operated CB, 4 Protn & | Switchgear Substation
002487734 | SWITCHGEAR | 72.5kV, 2000A, 40kA/3sec, Outdoor HIS Unit c/w 32VDC Aux Supply, 230VAC Motor Supply, Bus Side Disconn & Integral E/S, Single Pole Operated CB, 4 Protn & | Switchgear Substation
002476182 | SWITCHGEAR | 12kV SafePlus =DV=, 630A, AFLR 20kA/1sec, Additional Circuit Breaker for Indoor RMU | Switchgear
002476174 | SWITCHGEAR | RMU, 12kV, VVV=VV, 630A, AFLR 20kA/1sec, Protection CTs and an incomer VT, Indoor, ABB Safeplus | Switchgear
002476166 | SWITCHGEAR | RMU, 12kV, =VVV=VV= extenendable, 630A, AFLR 20kA/1sec, Protection CTs and an Incomer VT, Indoor, ABB Safeplus | Switchgear
002476158 | SWITCHGEAR | RMU, 12kV, VVCVV, 630A, AFLR 20kA/1sec, Protection CTs and an incomer VT, Outdoor enclosure, ABB Safeplus | Switchgear
002475689 | SWITCHGEAR | RMU, 22kV, 630A, 21kA/3s, SafePlus CCCF, Non-Extensible, Non-Motorized, Internal Arc Class AFL 20kA/1s, for Indoor Application (scm) | Switchgear
002475671 | SWITCHGEAR | RMU, 22kV, 630A, 21kA/3s, SafePlus CCFF, Non-Extensible, Non-Motorized, Internal Arc Class AFL 20kA/1s, for Indoor Application (scm) | Switchgear
002475663 | SWITCHGEAR | RMU, 22kV, 630A, 21kA/3s, SafePlus CCF, Non-Extensible, Non-Motorized, Internal Arc Class AFL 20kA/1s, for Indoor Application (scm) | Switchgear
002475655 | SWITCHGEAR | RMU, 22kV, 630A, 21kA/3s, SafePlus CCCF, Non-Extensible, Non-Motorized, Internal Arc Class AFLR 20kA/1s, for Indoor Application (scm) | Switchgear
002475648 | SWITCHGEAR | RMU, 22kV, 630A, 21kA/3s, SafePlus CCFF, Non-Extensible, Non-Motorized, Internal Arc Class AFLR 20kA/1s, for Indoor Application (scm) | Switchgear
002475630 | SWITCHGEAR | RMU, 22kV, 630A, 21kA/3s, SafePlus CCF, Non-Extensible, Non-Motorized, Internal Arc Class AFLR 20kA/1s, for Indoor Application (scm) | Switchgear
002475622 | SWITCHGEAR | RMU, 22kV, 630A, 21kA/3s, SafePlus CCCC, Non-Extensible, Non-Motorized, Internal Arc Class AFLR 20kA/1s, in IP54 Outdoor Enclosure S/Steel Gde 316 (scm) | Switchgear
002475614 | SWITCHGEAR | RMU, 22kV, 630A, 21kA/3s, SafePlus CCC, Non-Extensible, Non-Motorized, Internal Arc Class AFLR 20kA/1s, in IP54 Outdoor Enclosure S/Steel Gde 316 (scm) | Switchgear
002475606 | SWITCHGEAR | RMU, 22kV, 630A, 21kA/3s, SafePlus CCCF, Non-Extensible, Non-Motorized, Internal Arc Class AFLR 20kA/1s, in IP54 Outdoor Enclosure S/Steel Gde 316 (scm) | Switchgear
002475598 | SWITCHGEAR | RMU, 22kV, 630A, 21kA/3s, SafePlus CCFF, Non-Extensible, Non-Motorized, Internal Arc Class AFLR 20kA/1s, in IP54 Outdoor Enclosure S/Steel Gde 316 (scm) | Switchgear
002475580 | SWITCHGEAR | RMU, 22kV, 630A, 21kA/3s, SafePlus CCF, Non-Extensible, Non-Motorized, Internal Arc Class AFLR 20kA/1s, in IP54 Outdoor Enclosure S/Steel Gde 316 (scm) | Switchgear
000003699 | SWITCHGEAR | Outdoor Bus Extension Bay, 145kV c/w Outdoor Bus Section Switchgear Bay & Single Outdoor Feeder/Transformer Switchgear Bay connected in the opposite | Switchgear Substation
000003698 | SWITCHGEAR | Outdoor Bus Extension Bay, 145kV c/w Outdoor Bus Section Switchgear Bay connected between 2 Bays, between 2 adjacent Outdoor Feeder/Transformer | Switchgear Substation
000003697 | SWITCHGEAR | Outdoor Bus Extension Bay, 145kV c/w Single Outdoor Feeder/Transformer Switchgear Bay connected in opposite orientation between 2 Bays, between 2 | Switchgear Substation
000003696 | SWITCHGEAR | Outdoor Bus Extension Bay, 2 adjacent Outdoor Feeder/Transformer Switchgear Bays connected in the same orientation, GIS 145kV, JBP 10142 Group L, Item 12 | Switchgear Substation
000003695 | SWITCHGEAR | Outdoor Bus Earth Switch Module, suit connection to Outdoor Feeder/Transformer Switchgear Bays or Outdoor Bus Section Switchgear Bays, GIS 145kV, JBP 10142 | Switchgear Substation
000003694 | SWITCHGEAR | Outdoor 110/3kV:110/3V VT Module c/w an Integral Disconnector, suit connection to Outdoor Feeder/Transformer Switchgear Bays or Outdoor Bus Section Switchgear | Switchgear Substation
000003693 | SWITCHGEAR | Outdoor 132/3kV:110/3V VT Module c/w an Integral Disconnector, suit connection to the Bus of Outdoor Feeder/Transformer Switchgear Bays or Outdoor Bus Section | Switchgear Substation
000003692 | SWITCHGEAR | Outdoor Bus Section Switchgear Bay, 145kV, 1600A, 40kA, 1600A Bus c/w Left Hand Bus Side Disconnector & Integral E/S, CB, 4 x Protection CT's, Right Hand | Switchgear Substation
000003691 | SWITCHGEAR | Outdoor Fdr/Txf Switchgear Bay, 145kV, 1600A, 40kA, 1600A Bus c/w Bus Side Disconn & Integral E/S, CB, 4 x Protn CT's, Line Side Disconn & Integral E/S & | Switchgear Substation
000003690 | SWITCHGEAR | Indoor Bus Earth Switch Module, suit connection to Indoor Feeder/Transformer Switchgear Bays or Indoor Bus Section Switchgear Bays, GIS 145kV, JBP 10142 | Switchgear Substation
000003689 | SWITCHGEAR | Indoor 110/3kV:110/3V VT Module c/w an Integral Disconnector, suit connection to the Bus of Indoor Feeder/Transformer Switchgear Bays, the Metering Unit of | Switchgear Substation
000003688 | SWITCHGEAR | Indoor 132/3kV:110/3V VT Module c/w an Integral Disconnector, suit connection to the Bus of Indoor Feeder/Transformer Switchgear Bays, the Metering Unit of | Switchgear Substation
000003687 | SWITCHGEAR | Indoor Bus Section Switchgear Bay, 145kV, 1600A, 40kA, 1600A Bus c/w Left Hand Bus Side Disconnector & Integral E/S, CB, 4 x Protection CT's, Right Hand | Switchgear Substation
000003686 | SWITCHGEAR | Indoor Feeder Switchgear Bay, 145kV, 1600A, 40kA, 1600A Bus c/w Bus Side Disconnector & Integral E/S, CB, 4 x Protection CT's, Metering Unit c/w a | Switchgear Substation
000003685 | SWITCHGEAR | Indoor Feeder/Transformer Switchgear Bay 145kV, 1600A, 40kA, 1600A Bus c/w Bus Side Disconnector & Integral E/S, CB, 4 x Protection CT's, Line Side | Switchgear Substation
002490779 | SWITCHGEAR | RMU, 24kV, 630A, SafePlus VVFV, Non-extensible, Motorized, IAC: AFLR 20kA/1s, in IP54 Outdoor Enclosure S/Steel Gde 316 c/w CTs & VTs | Switchgear
002490761 | SWITCHGEAR | RMU, 12kV, 630A, SafePlus VVFV, Non-extensible, Motorized, IAC: AFLR 20kA/1s, in IP54 Outdoor Enclosure S/Steel Gde 316 c/w CTs & VTs | Switchgear
002468767 | SWITCHGEAR | RMU, 12kV, SafeLink 2 CFC, 2 x Feeder Switches, 1 x Switch Fuse, IAC AF, max Connection 1000kVA Transformer, (no rear chimney), JTS 06-08-01 | Switchgear
002451797 | SWITCHGEAR | RMU, 12kV, 4 x Feeder Switch c/w Remote Control Kit to control 3 x Cable Switch Disconnectors, Motor Actuator, Mounting Plinth & Outdoor Enclosure, JTS 06-08-01 | Switchgear
002451789 | SWITCHGEAR | RMU, 12kV, 3 x Feeder Switch c/w Remote Control Kit to control 2 x Cable Switch Disconnectors, Motor Actuator, Mounting Plinth & Outdoor Enclosure, JTS 06-08-01 | Switchgear
002451771 | SWITCHGEAR | RMU, 12kV, 3 x Feeder Switch, 1 x Switch Fuse, for 11kV Oil-type Transformer connection to 1000kVA c/w Remote Control Kit to control 2 x Cable Switch | Switchgear
002451755 | SWITCHGEAR | RMU, 12kV, 2 x Feeder Switch, 1 x Switch Fuse, for 11kV Oil-type Transformer connection to 1000kVA c/w Remote Control Kit to control 1 x Cable Switch | Switchgear
002451748 | SWITCHGEAR | RMU, 12kV, SafeLink 2 CCCC c/w Operating Handle, Outdoor Enclosure & Plinth, JTS 06-08-01 (scm) | Switchgear
002451730 | SWITCHGEAR | RMU, 12kV, SafeLink 2 CCC c/w Operating Handle, Mounting Plinth & Outdoor Encl, JTS 06-08-01 | Switchgear
002451722 | SWITCHGEAR | RMU, 12kV, SafeLink 2 CCFC c/w Operating Handle, Mounting Plinth & Outdoor Encl, for 11kV Oil Type Transformer Connection to 1000kVA, JTS 06-08-01 | Switchgear
002451714 | SWITCHGEAR | RMU, 12kV, SafeLink 2 CFCF c/w Operating Handle, Mounting Plinth & Outdoor Encl, for 11kV Oil Type Transformer Connection to 1000kVA, JTS 06-08-01 | Switchgear
002451706 | SWITCHGEAR | RMU, 12kV, SafeLink 2 CFC c/w Operating Handle, Mounting Plinth & Outdoor Encl, for 11kV Oil Type Transformer Connection to 1000kVA, JTS 06-08-01 | Switchgear
002451698 | SWITCHGEAR | RMU, 12kV, 2 x Feeder Switch, 1 x Switch Fuse, for 11kV Oil-type Transformer connection to 1000kVA, JTS 06-08-01 (scm) | Switchgear
002451763 | SWITCHGEAR | RMU, 12kV, 2 x Feeder Switch, 2 x Switch Fuses, for 11kV Oil-type Transformer connection to 1000kVA c/w Remote Control Kit to control 1 x Cable Switch | Switchgear
000003684 | SWITCHGEAR | Outdoor Bus Extension Bay, 72.5kV c/w Outdoor Bus Section Switchgear Bay & Single Outdoor Feeder/Transformer Switchgear Bay connected in the opposite | Switchgear Substation
000003683 | SWITCHGEAR | Outdoor Bus Extension Bay, 72.5kV c/w Outdoor Bus Section Switchgear Bay connected between 2 Bays, between 2 adjacent Outdoor Feeder/Transformer | Switchgear Substation
000003682 | SWITCHGEAR | Outdoor Bus Extension Bay, 72.5kV c/w Single Outdoor Feeder/Transformer Switchgear Bay connected in opposite orientation between 2 Bays, between 2 | Switchgear Substation
000003681 | SWITCHGEAR | Outdoor Bus Extension Bay, 2 adjacent Outdoor Feeder/Transformer Switchgear Bays connected in the same orientation, GIS 72.5kV, JBP 10142 Group I, Item 10 | Switchgear Substation
000003680 | SWITCHGEAR | Outdoor Bus Earth Switch Module, suit connection to Outdoor Feeder/Transformer Switchgear Bays or Outdoor Bus Section Switchgear Bays, GIS 72.5kV, JBP 10142 | Switchgear Substation
000003679 | SWITCHGEAR | Outdoor, 66/rt 3kV:110/rt 3V VT Module c/w an Integral Disconnector, suit connection to the Bus of Outdoor Feeder/ Transformer Switchgear Bays or Outdoor | Switchgear Substation
000003678 | SWITCHGEAR | Outdoor Bus Section Switchgear Bay, 72.5kV, 1600A, 25kA, 1600A Bus c/w Left Hand Bus Side Disconnector & Integral E/S, CB, 4 x Protection CT's, Right Hand | Switchgear Substation
000003677 | SWITCHGEAR | Outdoor Fdr/Txf Switchgear Bay, 72.5kV, 1600A, 25kA, 1600A Bus c/w Bus Side Disconn & Integral E/S, CB, 4 x Protn CT's, Line Side Disconn & Integral E/S | Switchgear Substation
000003676 | SWITCHGEAR | Indoor Bus Earth Switch Module, suit connection to Indoor Feeder/Transformer Switchgear Bays or Indoor Bus Section Switchgear Bays, GIS 72.5kV, JBP 10142 | Switchgear Substation
000003675 | SWITCHGEAR | Indoor, 66/rt 3kV:110/rt 3V VT Module c/w an Integral Disconnector, suit connection to the Bus of Indoor Feeder/ Transformer Switchgear Bays, the | Switchgear Substation
000003674 | SWITCHGEAR | Indoor Bus Section Switchgear Bay, 72.5kV, 1600A, 25kA, 1600A Bus c/w Left Hand Bus Side Disconnector & Integral E/S, CB, 4 x Protection CT's, Right Hand | Switchgear Substation
000003673 | SWITCHGEAR | Indoor Feeder Switchgear Bay, 72.5kV, 1600A, 25kA, 1600A Bus c/w Bus Side Disconnector & Integral E/S, CB, 4 x Protection CT's, Metering Unit c/w a | Switchgear Substation
000003672 | SWITCHGEAR | Indoor Feeder/Transformer Switchgear Bay 72.5kV, 1600A, 25kA, 1600A Bus c/w Bus Side Disconnector & Integral E/S, CB, 4 x Protection CT's, Line Side | Switchgear Substation
000023516 | SWITCHGEAR | Bus Tie Unit, 36kV, 2000A, 31.5kA, 2000A Bus, Metal Enclosed Fixed Switchgear & Control Gear Assy, suit 110V DC Aux Supply c/w CT's for BZ Protection Scheme | Switchgear Substation
000023515 | SWITCHGEAR | Bus Section Unit, 36kV, 2000A, 31.5kA, 2000A Bus, Metal Enclosed Fixed Switchgear & Control Gear Assy, suit 110V DC Aux Supply c/w CT's for Dual Bus | Switchgear Substation
000023514 | SWITCHGEAR | Transformer Unit, 36kV, 2000A, 31.5kA, 2000A Bus, Metal Enclosed Fixed Switchgear & Control Gear Assy, suit 110V DC Aux Supply c/w CT's for | Switchgear Substation
000023513 | SWITCHGEAR | Transformer Unit, 36kV, 800A, 31.5kA, 2000A Bus, Metal Enclosed Fixed Switchgear & Control Gear Assy c/w 3Ph Bus VT & CT's for Transformer & BZ | Switchgear Substation
000023512 | SWITCHGEAR | Transformer Unit, 36kV, 800A, 31.5kA, 2000A Bus, Metal Enclosed Fixed Switchgear & Control Gear Assy, suit 110V DC Aux Supply c/w CT's for | Switchgear Substation
000023511 | SWITCHGEAR | Feeder Unit, 36kV, 800A, 31.5kA, 2000A Bus, Metal Enclosed Fixed Switchgear & Control Gear Assy, suit 110V DC Aux Supply c/w CT's for Feeder & BZ | Switchgear Substation
000023509 | SWITCHGEAR | Bus Tie Unit, 36kV, 1600A, 31.5kA, 1600A Bus, Metal Enclosed Fixed Switchgear & Control Gear Assy, suit 110V DC Aux Supply c/w Fault Make Bus Earth Switch & | Switchgear Substation
000023508 | SWITCHGEAR | Bus Section Unit, 36kV, 1600A, 31.5kA, 1600A Bus, Metal Enclosed Fixed Switchgear & Control Gear Assy, suit 110V DC Aux Supply c/w CT's for BZ & CBF | Switchgear Substation
000023507 | SWITCHGEAR | Transformer Unit, 36kV, 1250A, 31.5kA, 1600A Bus, Metal Enclosed Fixed Switchgear & Control Gear Assy, suit 110V DC Aux Supply c/w 3Ph Bus VT & CT's | Switchgear Substation
000023506 | SWITCHGEAR | Transformer Unit, 36kV, 1600A, 31.5kA, 1600A Bus, Metal Enclosed Fixed Switchgear & Control Gear Assy, suit 110V DC Aux Supply c/w 3Ph Bus VT & CT's | Switchgear Substation
000023505 | SWITCHGEAR | Feeder Unit, 36kV, 1250A, 31.5kA, 1600A Bus, Metal Encl Fixed Switchgear & Control Gear Assy, suit 110V DC Aux Supply c/w CT's for Feeder & BZ | Switchgear Substation
000023504 | SWITCHGEAR | Feeder Unit, 36kV, 800A, 31.5kA, 1600A Bus, Metal Enclosed Fixed Switchgear & Control Gear Assy, suit 110V DC Aux Supply c/w CT's for Feeder & BZ | Switchgear Substation
000023502 | SWITCHGEAR | Bus Tie Unit, 36kV, 800A, 31.5kA, 1250A Bus, Metal Enclosed Fixed Switchgear & Control Gear Assy, suit 110V DC Aux Supply c/w Fault Make Bus Earth Switch & | Switchgear Substation
000023501 | SWITCHGEAR | Transformer Unit, 36kV, 800A, 31.5kA, 1250A Bus, Metal Enclosed Fixed Switchgear & Control Gear Assy, suit 110V DC Aux Supply c/w 3Ph Bus VT & CT's | Switchgear Substation
000023500 | SWITCHGEAR | Feeder Unit, 36kV, 800A, 31.5kA, 1250A Bus, Metal Enclosed Fixed Switchgear & Control Gear Assy, suit 110V DC Aux Supply c/w CT's for Feeder & BZ | Switchgear Substation
002404519 | SWITCHGEAR | RMU, 24kV, 3 x Feeder Switches, 1 x Switch Fuse, GAC 3K1TS, JTS 06-08-01 (scm) | Switchgear Distribution
002404521 | SWITCHGEAR | RMU, 24kV, 2 x Feeder Switches, 2 x Switch Fuse, GAC 2K2TS, JTS 06-08-01 (scm) | Switchgear Distribution
000104396 | SWITCHGEAR | RMU, 12kV, 2 x Feeder Switch, 1 x CB, for 11kV Oil-type Transformer connection > 1000kVA c/w Mounting Plinth & Outdoor Enclosure, JTS 06-08-01 (scm) | Switchgear
002476141 | SWITCHGEAR | RMU, 36kV, CC, 630A, AFLR 16kA/1 Sec, Siemens 8DJH36 | Switchgear Substation
002476133 | SWITCHGEAR | RMU, 36kV, VVV, 630A, AFLR 20kA/1 Sec, Protection CTs & an Incomer VT, Siemens 8DJH36 | Switchgear Substation
002476125 | SWITCHGEAR | RMU, 36kV, VVV, 630A, AFLR 20kA/1 Sec, Protection CTs & an Incomer VT, Outdoor Enclosure, Siemens 8DJH36 | Switchgear Substation
002467801 | SWITCHGEAR | RMU, 24kV, 3 x Feeder Switches, GAC 3K, JTS 06-08-01 (scm) | Switchgear
002467793 | SWITCHGEAR | RMU, 24kV, 4 x Feeder Switches, GAC 4K, JTS 06-08-01 (scm) | Switchgear
002451805 | SWITCHGEAR | RMU, 12kV, 2 x Feeder Switch, 1 x CB, for 11kV Oil-type Transformer connection > 1000kVA c/w Remote Control Kit to control all Cable Switch Disconnectors, | Switchgear
002437432 | SWITCHGEAR | RMU, 12kV, 3 x Feeder Switch, 1 x CB, for 11kV Oil-type Transformer connection > 1000kVA c/w Mounting Plinth & Outdoor Enclosure, JTS 06-08-01 (scm) | Switchgear
002437481 | SWITCHGEAR | RMU, 36kV, 4 x Feeder Switch c/w Mounting Plinth & Outdoor Enclosure, JTS 06-08-01 (scm) | Switchgear
002437465 | SWITCHGEAR | RMU, 36kV, 3 x Feeder Switch, 1 x Switch Fuse, for 33kV Oil-type Transformer connection to 2000kVA c/w Mounting Plinth & Outdoor Enclosure, JTS 06-08-01 | Switchgear
002437440 | SWITCHGEAR | RMU, 36kV, 2 x Feeder Switch, 1 x Switch Fuse, for 33kV Oil-type Transformer connection to 2000kVA c/w Mounting Plinth & Outdoor Enclosure, JTS 06-08-01 | Switchgear
002451813 | SWITCHGEAR | RMU, 12kV, 2 x Feeder Switch, 2 x CB, for 11kV Oil-type Transformer connection > 1000kVA c/w Remote Control Kit to control all Cable Switch Disconnectors, | Switchgear
002437424 | SWITCHGEAR | RMU, 12kV, 2 x Feeder Switch, 2 x CB, for 11kV Oil-type Transformer connection > 1000kVA c/w Mounting Plinth & Outdoor Enclosure, JTS 06-08-01 (scm) | Switchgear
002480903 | SWITCHING LOCK | S-MT, White, suit PT 2.5-MT-Quattro Terminal Block | Substation Accessories
000023366 | SWIVEL,EYE AND LINK | Line Swivel, S/Steel Line Swivel, suits Cable Socks, 1.38" Dia, Rating 26.7kN WLL - 2.67T Marking Required | Hardware & Tools
002463065 | SYNCHRONISER,TRANS | Analogue Synchronising Unit, Hino JO8 Electrical Parts | Remote Generation
002489169 | TAB,LOCK | For Type P4 Streetlight Pit to Allow Lockable & Padlockable Covers to be Secured | U/G Accessories
002459980 | TAG,IDENTIFICATION | Pole Top Rescue Kit Replacement Tag, for new Kits with Contents List on Reverse Side, List Incl: Rescue Rope, Pole Strap, Controlled Descent Device, | Height Safety
002467785 | TAG,IDENTIFICATION | Panduit Cable Tag, "CABLE SCREEN IS EARTHED", S/Steel Gde 316, 89 x 19 x 0.25mm | Signs
002467777 | TAG,IDENTIFICATION | Panduit Cable Tag, "CABLE SCREEN IS NOT EARTHED", S/Steel Gde 316, 89 x 19 x 0.25mm | Signs
002438059 | TAG,INSTRUCTION | 80 x 80mm, DANGER - NETWORK ACCESS RESTICTION APPLIES, 3mm ABS Plastic, C2 Reflective, Dwg 901978-88 | Signs
002403628 | TAG,INSTRUCTION | Test Marker, Plastic, Self Adhesive, Black Text on Yellow, space for Equip ID Number, Serial Number, Tested at 45kV / 300mm, 3 x spaces for Retest Date c/w | Signs
002402763 | TAG,INSTRUCTION | Appliance Test 'T T' Series, 4 Colour, Rainbow (P100) | Signs
002442119 | TAG,INSTRUCTION | Laza, Mini Female Tag, Blank (P1000) (scm) | Signs
002470318 | TAG,INSTRUCTION | Test Marker, Plastic, Self Adhesive, Black Text on Blue B/Ground, space for Equip ID Number, Serial Number, Tested at 100kV / 300mm, 3 x spaces for Retest | Signs
002405341 | TAG,INSTRUCTION | CAUTION OUT OF SERVICE - DO NOT OPERATE | Signs
000022328 | TAG,INSTRUCTION | Test Tag, Vinyl, Self Adhesive, Black Text on White, TESTED BY EQL, 4 x spaces for Next Test Due, 32 x 51mm c/w Permanent Marking Pen, Pack of 100 | Signs
000020649 | TAG,INSTRUCTION | Test Tag, Vinyl, Self Adhesive, Black Text, TESTED BY EQL, 8 x spaces for Next Test Due, Wrap Around Type, 32 x 109.9mm c/w Permanent Marking Pen, Pack of 100 | Signs
002400801 | TAG,INSTRUCTION | Neutral Marking on Tiedown, Nylon, Self Locking 2.5 x 210mm, Black (P100) (MOQ1000) | O/Head Line
002438034 | TAG,INSTRUCTION | Test Marker, Plastic, Self Adhesive, Black Text on White, space for Equip ID Number, Serial Number, Tested at 75kV / 300mm, 3 x spaces for Retest Date c/w | Signs
000104376 | TAG,INSTRUCTION | Equipment Test, Cricket Bat Style, Yellow, 330 x 85mm (P100) | Signs
002401612 | TAG,INSTRUCTION | Appliance Test Tag (Cricket Bat Style) Rainbow c/w White Plastic Clip, Pack of 100 | Signs
002439735 | TAG,INSTRUCTION | Warning "DANGER HIGH VOLTAGE LIVE WORK IN PROGRESS, Operate only under instruction from Switching Coordinator" Polyrolyne Plastic, 145 x 85 x 1.5mm c/w | Signs
002409282 | TAG,INSTRUCTION | Test, Inspection Zip Tie Tag, Yellow Plastic, Print Area 46 x 9mm, Tie 240mm Lg | Signs
002485522 | TAG,MARKER | Pole Inspection Disc, Al, Colour Dulux Orange X15 Powder Coated, 50mm Dia, 2mm Thk c/w 6mm Dia Punched Hole 8mm from Edge, for Asset Inspectors to | Signs
000013118 | TAG,MARKER | HV ABC Intermediate Assy, "11KV NO TAPS" Al, 120mm Lg, 100mm W, 2mm Thk, c/w 22mm Dia Hole, 30mm & 10mm Red Text, Yellow B/Ground, for use on ABC No Tap | Signs
002492411 | TAG,MARKER | Pole Inspection Disc, Al, Non-Coloured, Non-Stamped, 50mm Dia, 2mm Thk c/w 6mm Dia Punched Hole 8mm from Edge | Signs
000104511 | TAMPER | Hydraulic, Pole, 1.8m Lg, Kidney Shaped Foot 60 x 200mm, Flush Face Couplers, Kevlar Protection Sleeve, Stress Relief on Hoses | Hardware & Tools
002471795 | TAP & DRILL,COMBINATION | HSS, M5 x 0.8, 41mm Lg, suit M5 Nylon SetScrew used to hang Meters | Hardware & Tools
002478543 | TAP CHANGER,TRANSFORMER | On-load, Vacuum, +/-8 Steps, Rated 40kV 250A, for Delta Winding | Substation
002405082 | TAPE | Heatshrink Tape, 50mm x 10m Roll, Raychem Cat # HVBT-2-R | U/G Equipment
000104148 | TAPE | Armorcast, 100mm W x 3.04m | Hardware & Tools
000481108 | TAPE | Alistrap, 13mm W x 25m Roll | General Hardware
002402160 | TAPE,ADHESIVE | Masking Tape, 36mm W x 50m Lg Rolls | General Hardware
002472926 | TAPE,ADHESIVE | Self Adhering tape to attach tools and accessories to lanyards, used with Web Tool Tails, 25mm W, 3700mm L, 6.8kg WLL | PPE, Hardware & Tools
002461127 | TAPE,ADHESIVE | 3M VHB Double Sided, 12mm W x 32.9m Lg, 1.1mm Thk, Acrylic Adhesive, Grey, for attaching meter backing boards to asbestos meter panels only | Hardware & Tools
002482586 | TAPE,ADHESIVE | 3M VHB Double Sided, 18mm W x 33m Lg, 1.1mm Thk, Acrylic Adhesive, Grey, for attaching meter backing boards to asbestos meter panels | Hardware & Tools
002464428 | TAPE,ANTISEIZING | Industrial Thread Seal, 12mm x 13.5m, 0.076mm Thk, HD PTFE, Pink, 10,000psi Max Pressure, -268/+260 Deg C Temp Range | Remote Generation
002455103 | TAPE,BARRICADE | Pedestrian Traffic Control, 100m Lg, 100mm W, Min of 75um Thk, LD PE, Yellow/Black Contrasting Diagonal Bands, AS 1742.3 | Signs
002465755 | TAPE,BARRICADE | SF6 Hazard Barrier Tape, 100m Lg, 75mm W, Printed with SF6 HAZARD, Red Text on White B/Ground | HS & PPE
000017291 | TAPE,BARRICADE | Red & White, 76mm W x 0.05 Thk, Printed DANGER DO NOT ENTER, 100m Roll, use in Oil Spill Kits, Carton of 36 | Signs
002477875 | TAPE,BARRICADE | Retracting Belt Barrier, 10m Roll, Black/Yellow | Tools & Equipment
002461101 | TAPE,BARRICADE | Ergon Aware Tape, 75mm W, 100m Lg, White B/Ground, Blue/Green Ergon Logo, with text 'ERGON ENERGY AWARE' | HS & PPE
002407086 | TAPE,BARRICADE | 300m Lg, 75mm W, LD PE, Yellow, with text 'DANGER ASBESTOS DUST HAZARD' | HS & PPE
002405967 | TAPE,BARRICADE | Printed with "CAUTION-OPEN TRENCH" | Signs
002405158 | TAPE,DUCT | 48mm x 30m Roll, for Sealing & Joining | Hardware & Tools
002402162 | TAPE,EMBOSSING | 38mm x 75m Roll | General Hardware
000105022 | TAPE,IDENTIFICATION,U/G CABLE | Fibre Optic Warning Tape, Detectable Tape, White PE with Black Print, DANGER - BURIED FIBRE OPTIC CABLES BELOW & S/Steel trace wire (250m roll) | General Hardware
000182007 | TAPE,IDENTIFICATION,U/G CABLE | Marking, 150mm W x 500m, Orange, PVC c/w 'DANGER ELECTRIC CABLE BELOW' in 40mm H Black Print (500m roll) (scm) | Conduit & Fittings
001975817 | TAPE,INSULATION,ELECTRICAL | Adhesive Backed, PVC, Black, 19mm x 20m, 178mm Thk, Flame Retardant, Service Temp up to 80Deg C to UL510, AS1621.3, Pack of 200 | PPE, Hardware & Tools
001978123 | TAPE,INSULATION,ELECTRICAL | Blue, No 35 (scm) | PPE, Hardware & Tools
001978115 | TAPE,INSULATION,ELECTRICAL | White, No 35 (scm) | PPE, Hardware & Tools
001978107 | TAPE,INSULATION,ELECTRICAL | Red, No 35 (scm) | PPE, Hardware & Tools
001978166 | TAPE,INSULATION,ELECTRICAL | Green/Yellow Stripe, Maintenance | PPE, Hardware & Tools
002406402 | TAPE,INSULATION,ELECTRICAL | PVC, 50mm | Hardware & Tools
001978212 | TAPE,INSULATION,ELECTRICAL | Scotch Vinyl Mastic, 101mm x 3m (scm) | Hardware & Tools
002404280 | TAPE,INSULATION,ELECTRICAL | Scotch, No 13 | General Hardware
000021811 | TAPE,INSULATION,ELECTRICAL | 3M Super 33+ Premium Vinyl, Black, 19mm x 20m, UV Resistant, Flame Retardant, for Indoor & Outdoor use | Hardware & Tools
002400867 | TAPE,INSULATION,ELECTRICAL | PVC, Non Adhesive, 20mm x 25m, Black | General Hardware
002454122 | TAPE,INSULATION,ELECTRICAL | Nitto, Self-Amalgamating, 20mm x 10m | Communications
002404274 | TAPE,INSULATION,ELECTRICAL | Scotch, No 24 | General Hardware
001978603 | TAPE,INSULATION,ELECTRICAL | P & B, 50mm | Hardware & Tools
002404275 | TAPE,INSULATION,ELECTRICAL | Scotch 22, 48mm x 33m, Vinyl, Heavy Duty | Hardware & Tools
002405057 | TAPE,INSULATION,ELECTRICAL | Anti-Treacking Scotch, No 70, 25.4mm x 9.1m x 0.30mm, (MOQ 10 rolls per delivery location) | Hardware & Tools
001975809 | TAPE,INSULATION,ELECTRICAL | Scotch, 19mm x 9m, No 23 | Hardware & Tools
001975815 | TAPE,INSULATION,ELECTRICAL | Scotch Heavy Duty, 36 x 33mm, Black, No 22 | Hardware & Tools
002400865 | TAPE,INSULATION,ELECTRICAL | Foaming Mastic | Hardware & Tools
002406406 | TAPE,INSULATION,ELECTRICAL | Scotch 3M-VM, 38mm | Hardware & Tools
000008951 | TAPE,MEASURING | 8m Lg, 25mm W, Steel, Enamel Coated | PPE, Hardware & Tools
002479590 | TAPE,MEASURING | 1000V Insulated, Blade Length 3m, Graduations 1mm, Plastic Frame | Tools & Equipment
002404408 | TAPE,TEXTILE | Fiberglass, Filament, 24mm x 45m | General Hardware
002465607 | TARPAULIN | Polytuf, HD Woven PE, Silver/Black, 4.3 x 6.1m, HD Moulded Plastic Reinforced Corners, Rust Free Eyelets every 45cm, UV Resistant | Remote Generation
002499333 | TARPAULIN | LL Canvas Ground Tarp 3.94m x 3.94m 250gm c/w SS Eyelets, hook and loop velcro seam as per dwg 22490-A3 c/w carry bag | Electrical Test & Accsry Equip
002451029 | TARPAULIN | Lifting, Soil, HD Vinyl, 2.44 x 2.44m, c/w Webbing Reinforcing, Rated 2.2T WLL, for Soil Containment & Backfill during Pole Installation & Minor Excavations | Electrical Test & Accsry Equip
002417566 | TARPAULIN | 3m x 3m | Height Safety
000030122 | TEE,CABLE RACK | Nema 1, 450mm W, 300mm Inner Radius, Hot Dip Galv, suit NEMA 12B Class | Line Support Equip
000030120 | TEE,CABLE RACK | Tray, 150mm W, 60mm H, 300mm Rad, NEMA 12B Steel, Galv Steel | Line Support Equip
000030121 | TEE,CABLE RACK | Tray, 300mm W, 60mm H, 300mm Rad, NEMA 12B Steel, Galv Steel | Line Support Equip
000030123 | TEE,CABLE RACK | Tray, 600mm W, 60mm H, 300mm Rad, NEMA 12B Steel, Galv Steel | Line Support Equip
002491702 | TELEMETRY SYSTEM | Eclipse, Intelligent Node Unit, Super Licence Plus c/w EZF-08012, EZF-01, EZF-02, EZF-03, EZF-04, EZF-05, EZF-06, EZF-09, EZF-10, EZF-14, EZG-42, EZF-56 | Communications
002497709 | TELEMETRY SYSTEM | Eclipse INU, Intelligent Node Unit, 1RU Chassis, c/w IDCV2, Fan, NCCV3, High Output, DC Cables & SD Card | Communications
002452258 | TELEMETRY SYSTEM | 15HP-RFU-6H, Ceragon FibreAir 1500R Microwave RFU, 155-622 Mbps, 6 GHz, 16 to 256 QAM | Communications
002452340 | TELEMETRY SYSTEM | 15OCB6L252A-03-H, Ceragon Outdoor Circulating Block, 6 GHz, High | Communications
002452233 | TELEMETRY SYSTEM | 15HP-RFU-8L, Ceragon FibreAir 1500R Microwave RFU, 155-622 Mbps, 8 GHz, 16 to 256 QAM | Communications
002452308 | TELEMETRY SYSTEM | 15HPS-1R-RFU-11L, Ceragon FibreAir 1500R Microwave RFU, 155-622 Mbps, 11 GHz, 16 to 256 QAM | Communications
002452282 | TELEMETRY SYSTEM | 15HP-1R-RFU-6L, Ceragon FibreAir 1500R Microwave RFU, 155-622 Mbps, 6 GHz, 16 to 256 QAM | Communications
002452241 | TELEMETRY SYSTEM | 15HP-RFU-6L, Ceragon FibreAir 1500R Microwave RFU, 155-622 Mbps, 6 GHz, 16 to 256 QAM | Communications
002452357 | TELEMETRY SYSTEM | 15OCB6L252A-03-L, Ceragon Outdoor Circulating Block, 6 GHz, Low | Communications
002487007 | TELEMETRY SYSTEM | Ceragon, 11GHz w 490MHz TR Separation, OCB Assy, Block A, Channel 03, LOW | Communications
002487056 | TELEMETRY SYSTEM | Ceragon, 8GHz 311MHz TR Separation, OCB Assy, Block B, Channel 04, HIGH | Communications
002487023 | TELEMETRY SYSTEM | Ceragon, 8GHz 311MHz TR Separation, OCB Assy, Block B, Channel 02, LOW | Communications
002487031 | TELEMETRY SYSTEM | Ceragon, 8GHz 311MHz TR Separation, OCB Assy, Block B, Channel 02, HIGH | Communications
002487155 | TELEMETRY SYSTEM | Ceragon, 8GHz, OCB Filter Set, 1 x Tx, 2 x Rx, Channel 07, HIGH | Communications
002452290 | TELEMETRY SYSTEM | Ceragon, RFU-HP, 6HG, 1Rx up to 56M SM/All Indoor | Communications
002486983 | TELEMETRY SYSTEM | Ceragon, RFU 1500HP, 6HG, 2Rx SM/All Indoor | Communications
002487130 | TELEMETRY SYSTEM | Ceragon, 8GHz, OCB Filter Set, 1 x Tx, 2 x Rx, Channel 05, HIGH | Communications
002487106 | TELEMETRY SYSTEM | Ceragon, 8GHz, OCB Filter Set, 1 x Tx, 2 x Rx, Channel 03, LOW | Communications
002452274 | TELEMETRY SYSTEM | Ceragon, RFU-HP, 8G, 1Rx up to 56M SM/All Indoor | Communications
002487064 | TELEMETRY SYSTEM | Ceragon, 6LGHz, OCB Filter Set, 1 x Tx, 2 x Rx, Channel 02, LOW | Communications
002487049 | TELEMETRY SYSTEM | Ceragon, 8GHz 311MHz TR Separation, OCB Assy, Block B, Channel 04, LOW | Communications
002487148 | TELEMETRY SYSTEM | Ceragon, 8GHz, OCB Filter Set, 1 x Tx, 2 x Rx, Channel 07, LOW | Communications
002487114 | TELEMETRY SYSTEM | Ceragon, 8GHz, OCB Filter Set, 1 x Tx, 2 x Rx, Channel 03, HIGH | Communications
002487015 | TELEMETRY SYSTEM | Ceragon, 11GHz w 490MHz TR Separation, OCB Assy, Block A, Channel 03, HIGH | Communications
002487098 | TELEMETRY SYSTEM | Ceragon, 6HGHz, OCB Filter Set, 1 x Tx, 2 x Rx, Channel 04, HIGH | Communications
002487080 | TELEMETRY SYSTEM | Ceragon, 6HGHz, OCB Filter Set, 1 x Tx, 2 x Rx, Channel 04, LOW | Communications
002487072 | TELEMETRY SYSTEM | Ceragon, 6LGHz, OCB Filter Set, 1 x Tx, 2 x Rx, Channel 02, HIGH | Communications
002487122 | TELEMETRY SYSTEM | Ceragon, 8GHz, OCB Filter Set, 1 x Tx, 2 x Rx, Channel 05, LOW | Communications
002486991 | TELEMETRY SYSTEM | Ceragon, RFU 1500HP, 6HG, 40MHz, 2Rx SM/All Indoor | Communications
002452316 | TELEMETRY SYSTEM | Ceragon, RFU 1500HP, 11G, 40MHz, 1Rx All Indoor | Communications
002491595 | TELEMETRY SYSTEM | RAC 70v2, QPSK-4096QAM, NO XPIC, ACM | Communications
002497725 | TELEMETRY SYSTEM | Eclipse, Intelligent Node Unit, 1RU Chassis, Air Filter Assy | Communications
002491587 | TELEMETRY SYSTEM | Eclipse INUe, Intelligent Node Unit, 2RU Chassis c/w IDCE, Fan, NCCV3, High Output, DC Cables & SD Card | Communications
002492387 | TELEPHONE | CISCO OTN Phone, 78xx Series | Communications
002416543 | TELESCOPIC STICK | Fibreglass, 12m Ext Length, Combination Operating/Measuring Telescopic Hot Line Stick, Metric Graduations M/CM, Triang Shape, Hi-Vis Foam-Filled Top Section, | Hardware & Tools
002416568 | TELESCOPIC STICK | Fibreglass, 9.2m Ext Length, Combination Operating/Measuring Telescopic Hot Line Stick, Metric Graduations M/CM, Triang Shape, Hi-Vis Foam-Filled Top Section, | Hardware & Tools
002451631 | TEMPLATE,DRAFTING | Isolation Links Drilling Template, for Mounting Holes & Wiring Entry, 3mm Min Material Size, Clear Polycarbonate | Tools & Equipment
002451607 | TEMPLATE,DRAFTING | EM1200 Drilling Template, for Mounting Holes & Wiring Entry, 3mm Min Material Size, Clear Polycarbonate | Tools & Equipment
002451599 | TEMPLATE,DRAFTING | EM1000 Drilling Template, for Mounting Holes & Wiring Entry, 3mm Min Material Size, Clear Polycarbonate | Tools & Equipment
002456044 | TEMPLATE,DRAFTING | U1300 Drilling Template, for Mounting Holes & Wiring Entry, 3mm Min Material Size, Clear Polycarbonate | Tools & Equipment
002451615 | TEMPLATE,DRAFTING | MK10 Drilling Template, for Mounting Holes & Wiring Entry, 3mm Min Material Size, Clear Polycarbonate | Tools & Equipment
002451623 | TEMPLATE,DRAFTING | Ripple Control Relay Drilling Template, for Mounting Holes & Wiring Entry, 3mm Min Material Size, Clear Polycarbonate | Tools & Equipment
002466217 | TEMPLATE,DRAFTING | MK10D Drilling Template, for Mounting Holes & Wiring Entry, 3mm Min Material Size, Clear Polycarbonate, suit Short Cable Entry Cover | Tools & Equipment
002469047 | TENSIONER | Belt Tensioner, Scania DC13 Mechanical Parts | Remote Generation
002483535 | TENT | Ensuite Tent, Pop Up Privacy Shelter, 120 x 120 x 210mm, Instant Pop-up c/w Pegs & Guy Ropes, No Base, Packs into a Compact Circular Bag | PPE, Hardware & Tools
000030401 | TERMINAL BLOCK | Type ZS10, Standard Feed-through, 8mm Spacing, 10mm2 Rated Cross-Section, 57A Rated Current, Screw Clamp, IP20, Grey | Substation Accessories
002480796 | TERMINAL BLOCK | PT6-T, Disconnect CT Terminal, Orange, 1000V, 32A, 91 x 10 x 63mm, 35mm DIN Rail Mtg, Clip-on, 0.5-10mm Cond Size | Substation Accessories
002493344 | TERMINAL BLOCK | Type PTV 6, Feed-through, 41A Nom, 1000V Nom, 6mm2 Cross-Section, 2 Connections, Gray | Substation Accessories
002496875 | TERMINAL BLOCK | Type V7, Standard Feed-Through, 4mm2, 32A, 800V, 45.3 x 35 x 6mm, Grey, 35mm DIN Rail Mount | Remote Generation
002496925 | TERMINAL BLOCK | Isolation Block, Knife Style, 6mm2, 75 x 53.5 x 9mm, Grey, DIN Rail | Remote Generation
002401592 | TERMINAL BLOCK | Connector Assembly, Electrical Terminal Cross Terminal block connector 10 WAY VR3-2.5, (SPRECHER & SCHUH) | Lugs
002496917 | TERMINAL BLOCK | Grounding Block, Single Circuit, 4mm2, 48 x 35 x 6mm, Green/Yellow, DIN Rail | Remote Generation
002480804 | TERMINAL BLOCK | PT6-T, Disconnect Trip Link, Red, 1000V, 32A, 91 x 10 x 63mm, 35mm DIN Rail Mtg, Clip-on, 0.5-10mm Cond Size | Substation Accessories
000021424 | TERMINAL BLOCK | Type UK 35, Feed-through, 150A, 1000V, 35mm2 Cross Section, 2 Connections, Gray, Universal Mtg, Pack of 50 | Hardware & Tools
000021420 | TERMINAL BLOCK | Type UK 10N, Feed-through, 76A, 800V, 10mm2 Cross Section, 2 Connections, Gray, Universal Mtg, Pack of 50 | Hardware & Tools
002495182 | TERMINAL BLOCK | URTK/S Test Disconnect Terminal Block, with 2 Test Sockets for 4mm Test Plugs, or for Receiving Bridge Bars or Screw Bridges, Nom Voltage: 400V, Nom Current: | Substation Accessories
000021423 | TERMINAL BLOCK | Type USLKG 10N, Ground Modular, 10mm2 Cross Section, 2 Connections, Green-Yellow, Universal Mtg, Pack of 50 | Hardware & Tools
000021435 | TERMINAL BLOCK | Type UDK 4, Feed-through, 32A, 630V, 4mm2 Cross Section, 4 Connections, Gray, Universal Mtg, Pack of 50 | Hardware & Tools
000021419 | TERMINAL BLOCK | Type USLKG 6N, Ground Modular, 6mm2 Cross Section, 2 Connections, Green-Yellow, Universal Mtg, Pack of 50 | Hardware & Tools
002480895 | TERMINAL BLOCK | PT 2.5-MT-Quattro, Knife Disconnect Test Terminal, Grey, 400V, 20A, 84 x 5mm, 35mm DIN Rail Mtg, Clip-on, 0.5-4mm Cond Size | Substation Accessories
001276279 | TERMINAL BLOCK | Test, ESAA Pattern c/w Clear Cover & Ergon Energy Logo, Incl Additional "E" Link Incorporating 4V Links, Insulated Knurled Knobs (red, white/blue) & | Meters
000003273 | TERMINAL BLOCK | I-Core Fingers, St George STATCOM | Substation Accessories
002480820 | TERMINAL BLOCK | PT6-T, Disconnect DC Terminal, 1000V, 32A, Grey, 91 x 10 x 63mm, 35mm DIN Rail Mtg, Clip-on, 0.5-10mm Cond Size | Substation Accessories
000030305 | TERMINAL BLOCK | Type ZS4S, Switch-Disconnect with Blade, 5.2mm Spacing, 4mm2 Rated Cross-section, Screw Clamp, IP20, Grey | Substation Accessories
000030304 | TERMINAL BLOCK | Type ZS4-PE, Earth Feed-through, 5.2mm Spacing, 4mm2 Rated Cross-Section, Screw Clamp, IP20, Green/Yellow | Substation Accessories
002469203 | TERMINAL BLOCK | Type ML10/13.SN Screw Clamp, Disconnect with Lever, Black/Blue | Substation
000030296 | TERMINAL BLOCK | SAKC 10/35 2 STB4 KRG, 10mm2 Rated, Cross-section, KrG, Medium Yellow, Screw Connection, Direct Mounting, Disconnect & Modular Disconnect Term, Test Link CT, | Substation Accessories
001010201 | TERMINAL BLOCK | Compression, 4 Compression Tunnel Type, 500V, 80A, Black, suit up to 25mm2 Cable | Lugs
002494508 | TERMINAL BLOCK | UT4, Feed-through, 32A Nom, 1000V, Rated 4mm2 Cross Section, 0.14mm2-6mm2 Cross Section, 2 Connections, Screw Connection, Grey, Pack of 50 | Substation Batteries
002480812 | TERMINAL BLOCK | PT6-T, Disconnect VT Terminal, Brown, 1000V, 32A, 91 x 10 x 63mm, 35mm DIN Rail Mtg, Clip-on, 0.5-10mm Cond Size | Substation Accessories
002401075 | TERMINAL BLOCK | Through 6mm2, Grey, M6/8 (P50) | Lugs
000030299 | TERMINAL BLOCK | Type SAKT 1/LT STB14/4, 6mm2 Rated Cross-section, KrG, Medium Yellow, Screw Connection, Direct Mounting, G Rail, Disconnect & Modular Disconnect Term, | Substation Accessories
000017021 | TERMINAL BLOCK | 4 Terminal Tunnel Type, 500V, 140A, Red, suit up to 25mm2 Cable, Pack of 10 | Hardware & Tools
000030303 | TERMINAL BLOCK | Type ZS4, Standard Feed-through, 5.2mm Spacing, 4mm2 Rated Cross-Section, Screw Clamp, IP20, Grey | Substation Accessories
002401085 | TERMINAL BLOCK | Markers 11 - 20, 10 | Lugs
000030295 | TERMINAL BLOCK | SAKC 10 2STB, 10mm2 Rated Cross-section, KrG, Medium Yellow, Screw Connection, Direct Mounting, Disconnect & Modular Disconnect Term, Test Link CT, G Rail | Substation Accessories
000030434 | TERMINAL BLOCK | Type ZS70, Standard Feed-through, 22mm Spacing, 70mm2 Rated Cross-Section, 192A Rated Current, Screw Clamp, IP10, Grey | Substation Accessories
000005001 | TERMINAL BLOCK | Type ZS4-SF1, Fuse Holder, 8mm Spacing, 4mm2 Rated Cross-Section, Screw Clamp, IP20, Grey/Dark Grey, suit 5 x 20mm & 5 x 25mm Fuses | Substation
002489763 | TERMINAL BLOCK | Type PTME 4, Test Disconnect Terminal, 500V, 24A, Gray, 70.5 x 6.2 x 48.8mm, 35mm DIN Rail Mtg, Clip-on, 0.2-6mm2 Cond Size c/w Switch Lever Disconnect | Substation Accessories
000021411 | TERMINAL BLOCK | Type UK 6N, Feed-through, 57A, 800V, 6mm2 Cross Section, 2 Connections, Gray, Universal Mtg, Pack of 50 | Hardware & Tools
000030306 | TERMINAL BLOCK | Type ZS6, Standard Feed-through, 6mm Spacing, 6mm2 Rated Cross-Section, Screw Clamp, IP20, Grey | Substation Accessories
000030307 | TERMINAL BLOCK | Type ZS6-PE, Earth Feed-through, 6mm Spacing, 6mm2 Rated Cross-Section, Screw Clamp, IP20, Green/Yellow | Substation Accessories
000003888 | TERMINAL BOARD | 125V DC, 250A (set of 2), EESS-10735-01-0B, 00000015 Item 62 | Substation Batteries
002418861 | TERMINAL BOARD | Panel, Street Light Pole, Slip Base, QESI Dwg # 05-06-03 (scm) | U/G Pits & Pillars
002401091 | TERMINAL STRIP | Terminal Lug, Insulator Pin, 40 x 125 x 1.6mm2 Galv Bond, 1 x 14mm2 Dia & 1 x 26mm2 Dia Holes, Dwg 1053448-02 | Lugs
002401092 | TERMINAL STRIP | Terminal Lug, Darverter 50 x 125 x 1.6mm2 Galv Bond, 1 x 14mm2 Dia & 1 x 26mm2 Dia Holes, Dwg 1053448-02 | Lugs
002492676 | TERMINAL STRIP | Mini Neutral Link, 100A, 500V, 5 Hole c/w Cover, Front Wiring, Black | Hardware & Tools
002401071 | TERMINAL STRIP | Neutral Link, 5 Double Screw, 8mm2 Dia Tunnels, 1 x 16mm2 Cu Terminal Lug, 1 x 8mm2 Hole (MOQ50) | U/G Pits & Pillars
000004877 | TERMINAL STRIP | Mini Neutral Link, 100A, 500V, 8 Hole c/w Cover, Front Wiring | Hardware & Tools
002437887 | TERMINAL,LUG | Tinned Cu, 185mm2, 2 x M13 Bolt Holes, 50mm Centres, Long Barrel, Long Palm, Dwg EESS-10031-04 | Lugs
002478816 | TERMINAL,LUG | Mechanical Shear Bolt, Al-Cu, 500-630mm2, 2 x M12 Palm Bolt Hole, 40-50mm Hole Centres, suit Al or Cu Conductor | U/G Equipment
000158023 | TERMINAL,LUG | Compression, Cu, 16mm2, M12 Bolt Hole, Hex Die A/F 6.3mm (P50) (scm) | Line Hardware
002401022 | TERMINAL,LUG | Compression, Al, 4 x 14mm Bolt Holes, Hex Die A/F 28.5mm, 50mm Centers off Centre Palm, 19/3.75, ETS 01-09-23 (P1) | Line Hardware
000158009 | TERMINAL,LUG | Compression, Cu, 10mm2, M6 Bolt Hole, Hex Die A/F 5.7mm, 7/1.35 (P100) | O/Head Line
002454783 | TERMINAL,LUG | Shearhead & Insulation Kit, suit 11kV, 180mm2 CCT Conductor (scm) | Lugs
002405098 | TERMINAL,LUG | Compression, Cu, 120mm2, M16 Bolt Hole, Hex Die A/F 16.5mm (P25) | O/Head Line
002405095 | TERMINAL,LUG | Compression, Cu, 6mm2, M5 Bolt Hole, Hex Die A/F 4.4mm (P100) | O/Head Line
002453397 | TERMINAL,LUG | Shearhead & Insulation Kit, suit 11/22kV, 120mm2 CCT Conductor (scm) | Lugs
002437911 | TERMINAL,LUG | Tinned Cu, 150mm2, 1 x M13 Bolt Hole, Long Barrel, Dwg EESS-10031-04 | Lugs
000105043 | TERMINAL,LUG | Compression, Cu, 400mm2, M12 Bolt Hole, Hex Die A/F 28.1mm, Solder Sealed, Utilux 40T Tool (scm) | Lugs
001090404 | TERMINAL,LUG | Compression, Cu, 70mm2, M12 Bolt Hole, Hex Die A/F 11.5mm, ETS 01-09-23 (P25) (scm) | Line Hardware
002403953 | TERMINAL,LUG | Compression, Bi-Metal, Cu Palm, 300mm2, M12 Bolt Hole, Hex Die A/F 28.4mm, ETS 01-09-23 (P1) (scm) | Line Hardware
002406400 | TERMINAL,LUG | Compression, Bi-Metal, 240mm2, M12 Hole, Hex Die 28.4A/F, Cu Palm, Al Barrel, suit Pluto/Neon 19/3.75, ETS 01-09-23 (scm) | Line Hardware
002401041 | TERMINAL,LUG | Compression, Bi-Metal, Cu Palm, 185mm2, M12 Bolt Hole, Hex Die A/F 22.0mm, ETS 01-09-23 (P1) (scm) | Line Hardware
002403967 | TERMINAL,LUG | Compression, Bi-Metal, Cu Palm, 150mm2, M12 Bolt Hole, Hex Die A/F 22.0mm, ETS 01-09-23 (P1) (scm) | Line Hardware
002483113 | TERMINAL,LUG | AS5 Busbar Lug, 50mm Pin, 0 Deg | Busbar and Fittings
002406380 | TERMINAL,LUG | Compression, Al, 2 x M12 Bolt Holes, Hex Die A/F 18.0mm, 7/4.75 AAC, AAAC ACSR, ETS 01-09-23 (P1) | Line Hardware
002406376 | TERMINAL,LUG | Compression, Al, 2 x M12 Bolt Holes, Hex Die A/F 30.3mm, 19/4.75 AAC | Lugs
002442127 | TERMINAL,LUG | Busbar to Palm, Tinned Cu, 30.2 OD, 102 x 108 x 19mm Thk, 4 x M14 Bolt Holes, 50mm Centres, 178mm Lg c/w 2 x 50 x M12 S/Steel Bolts | Lugs
002437903 | TERMINAL,LUG | Tinned Cu, 120mm2, 1 x M13 Bolt Hole, Long Barrel, Dwg EESS-10031-04 | Lugs
002405175 | TERMINAL,LUG | Compression, Cu, 95mm2, M10 Bolt Hole, Hex Die A/F 14.2mm (P25) | O/Head Line
002487536 | TERMINAL,LUG | Compression Jumper, Al, 4 x 14mm Hole, Hex Die A/F 47.5mm, 30 Deg, Right Edge Bent, Centre, 50mm Centres, suit Sulphur Conductor, AS2396 | Busbar and Fittings
002401074 | TERMINAL,LUG | Compression, Cu, 70mm2, M12 Bolt Hole, Hex Die A/F 11.5mm Co, Long Barrel Solder Sealed | Lugs
002406796 | TERMINAL,LUG | Compression, Al, 2 x M12 Bolt Holes, Hex Die A/F 22.0, 19/3.25 AAC, ETS 01-09-23 (P1) | O/Head Line
002440774 | TERMINAL,LUG | Compression, Al, 100mm2, 4 x 14mm Holes, 50mm Centre, Hex Die A/F 40.0mm, Straight, Centred, suit Triton 37/3.75 | Lugs
002403543 | TERMINAL,LUG | Compression, Al, 120mm2, M12 Bolt Hole, Die Size Nest 14 & Indent 16, Solid 4 Core Sector Cable, ETS 01-09-23 (P1) (scm) | O/Head Line
000022847 | TERMINAL,LUG | Mechanical Shear Bolt, Al-Cu, 25-95mm2, 1 x M12 Palm Bolt Hole, suit Al or Cu Conductor & HV ABC Projects | O/Head Line
002453470 | TERMINAL,LUG | Stalk Compression, Bi-Metal, 185mm2, Stalk 115mm Lg, 15.7mm Dia (scm) | Line Hardware
002400995 | TERMINAL,LUG | Compression, Cu, 2.5mm2, M6 Bolt Hole (P100) | Line Hardware
000025075 | TERMINAL,LUG | Neutral, Tinned Cu, 100 x 80mm, Horseshoe Shape, for Neutral Connections, Pack of 50 (scm) | Busbar and Fittings
002466621 | TERMINAL,LUG | Mechanical Shear Bolt, Brass, 50-120mm2, 1 x M12 Hole, suit Earth Screens of 185 to 630mm2 Cable (scm) | Lugs
002492106 | TERMINAL,LUG | Compression Deadend Jumper Terminal, Al 2 x 14mm Holes, Hex Dia A/F 22.0mm, suit IODINE 6/4.75+7/1.60 | O/Head Line
002437879 | TERMINAL,LUG | Tinned Cu, 150mm2, 2 x M13 Bolt Holes, 50mm Centres, Long Barrel, Long Palm, Dwg EESS-10031-04 | Lugs
000158020 | TERMINAL,LUG | Compression, Cu, 16mm2, M10 Bolt Hole, Hex Die A/F 6.3mm (P50) (scm) | Line Hardware
000158013 | TERMINAL,LUG | Compression, Cu, 10mm2, M12 Bolt Hole, Hex Die A/F 5.7mm (P50) (scm) | Line Hardware
000158012 | TERMINAL,LUG | Compression, Cu, 10mm2, M10 Bolt Hole, Hex Die A/F 5.7mm (P50) (scm) | Line Hardware
002432516 | TERMINAL,LUG | Compression Jumper, Al, 4 x 14mm Hole, Hex Die A/F 28.5mm, Straight Offset, 50mm Centres, suit Pluto Conductor, AS2395 | Busbar and Fittings
002439933 | TERMINAL,LUG | Al, 4 Hole, Straight Offset, 60mm Centre 23.8 Dia, 027-697-RD/H, suit Oxygen 19/4.75 AAAC | Busbar and Fittings
002426187 | TERMINAL,LUG | Compression, Cu, M10 Bolt Hole, Hex Die A/F 10.4mm, 7/.104, IMP, ETS 01-09-23 (P100) (scm) | Lugs
002400997 | TERMINAL,LUG | Cu Crimp, 2.5mm2, M5 Stud, Conductor (P100) | Lugs
002440717 | TERMINAL,LUG | Compression ,Al, 100 x 50mm, Undrilled, Hex Die 40.0A/F, Straight Centred, Taurus/Oxygen 19/4.75 | Lugs
002425445 | TERMINAL,LUG | Compression, Al, Undrilled No.5 Palm, Straight Offset Barrel, suit Pluto 19/3.75 AAC (set of 3) AS2395 | Lugs
002406398 | TERMINAL,LUG | Compression, Bi-Metal, Cu Palm, 240mm2, M12 Bolt Hole, Hex Die A/F 28mm, Stranded 4 Core Sector Conductor, ETS 01-09-23 (P1) (scm) | Line Hardware
002406390 | TERMINAL,LUG | Compression, Cu, 95mm2, M12 Bolt Hole, Hex Die A/F 14.2mm, Long Barrel Sealed | Line Hardware
000158572 | TERMINAL,LUG | Crimp Type, Drilled Palm, Tinned Cu, 95mm2, 37/1.78mm Cu Cond, M12 Bolt Size, Hex Die A/F 14.2mm, Box of 25 | Line Hardware
001001142 | TERMINAL,LUG | Compression, Cu, 6mm2, M8 Bolt Hole, Hex Die A/F 4.4mm (P100) | Line Hardware
001090398 | TERMINAL,LUG | Compression, Cu, 50mm2, M12 Bolt Hole, Hex Die A/F 10.4mm (P50) (scm) | Line Hardware
001090395 | TERMINAL,LUG | Compression, Cu, 35mm2, M10 Bolt Hole, Hex Die A/F 9.2mm (P50) (scm) | Line Hardware
002465474 | TERMINAL,LUG | Ring Terminal, M5 Stud, Double Grip (P100) | Remote Generation
002465466 | TERMINAL,LUG | Ring Terminal, M6 Stud, Double Grip (P50) | Remote Generation
002438984 | TERMINAL,LUG | Compression Jumper, Al, Undrilled, 40mm Palm, Hex Dia A/F 23.8mm, Straight Offset, suit Oxygen Conductor, AS2395 | Lugs
002471704 | TERMINAL,LUG | Ring Terminal, 2.5mm Wire, 90Deg Bend, Blue, for Protection Relay, Pack of 1000 | Subtransmission
002471696 | TERMINAL,LUG | Ring Terminal, 1-1.5mm Wire, 90Deg Bend, Red, for Protection Relay, Pack of 1000 | Subtransmission
002468759 | TERMINAL,LUG | Conductor to Palm, Bolted, Tinned Cu, 4 x M12 holes 50mm Centres, Conductor Range 70-150mm2 | Lugs
000023929 | TERMINAL,LUG | Mechanical Shear Bolt, Al-Cu, 95-240mm2, 1 x M12 Palm Bolt Hole, suit Al or Cu Conductor, Pack of 3 | O/Head Line
002466613 | TERMINAL,LUG | Mechanical Shear Bolt, Brass, 10-35mm2, 1 x M12 Hole, suit Earth Screens of 35 & 50mm2 Cable (scm) | Lugs
000104495 | TERMINAL,LUG | 11/22kV Cable Pole Termination Surge Arrester Connection, suit M16 Cable Connection, Dwg # 875265 (MOQ50) (scm) | O/Head Line
000104287 | TERMINAL,LUG | 11/22kV Cable Pole Termination Surge Arrester Connection, suit M12 Cable Connection, Dwg 875265 (scm) | O/Head Line
001090397 | TERMINAL,LUG | Compression, Cu, 25mm2, M12 Bolt Hole, Hex Die A/F 7.7mm (P50) (scm) | Line Hardware
000158092 | TERMINAL,LUG | Compression, Cu, 25mm2, M10 Bolt Hole, Hex Die A/F 7.7mm (P50) (scm) | Line Hardware
000030378 | TERMINAL,LUG | Compression 30 Deg, 4 x Holes, 50mm Centre, 30 Deg L Offset, Selenium 61/3.25 AAAC | Busbar and Fittings
000030377 | TERMINAL,LUG | Compression 30 Deg, 4 x Holes, 50mm Centre, 30 Deg R Offset, Selenium 61/3.25 AAAC | Busbar and Fittings
000030376 | TERMINAL,LUG | Compression, 4 x Holes, 50mm Centre, 0 Deg Offset, Selenium 61/3.25 AAAC | Busbar and Fittings
000030063 | TERMINAL,LUG | Spacer, Twin, suit Twin 125mm Centre, Sulphur 61/3.75 AAAC | Busbar and Fittings
000030062 | TERMINAL,LUG | AS5, Al, 4 Hole, 50mm Centre, 90 Deg Palm Angle Offset, Sulphur 61/3.75 AAAC | Busbar and Fittings
000030374 | TERMINAL,LUG | Compression, 4 x Holes, 50mm Centre, 45 Deg Offset, Selenium 61/3.25 AAAC | Busbar and Fittings
000030368 | TERMINAL,LUG | AS5, Al, 4 Hole, 50mm Centre, 45 Deg R Edge Bent Offset, Oxygen 19/4.75 AAAC | Busbar and Fittings
000030367 | TERMINAL,LUG | AS5, Al, 4 Hole, 50mm Centre, 45 Deg L Edge Bent Offset, Oxygen 19/4.75 AAAC | Busbar and Fittings
000030061 | TERMINAL,LUG | AS5, Al, 4 Hole, 50mm Centre, 90 Deg Palm Angle Offset, Neon 19/3.75 AAAC | Busbar and Fittings
002440824 | TERMINAL,LUG | Compression, Al, 100mm2, 4 x M12 Holes, 50mm Centre, Hex Die 47.5A/F, 30Deg Edge Bent, Centred, Venus/Sulphur 61/3.75 | Lugs
002440675 | TERMINAL,LUG | Compression, Al, 100 x 50mm, 2 x M12 Holes, 45mm Centre, Hex Die 40.0A/F, Straight, Offset, Taurus/Oxygen 19/4.75 | Lugs
002440931 | TERMINAL,LUG | Compression, Al, 120 x 65mm, Undrilled, Hex Die 28.5A/F, 90Deg Flat Bent, Offset Neptune/Krypton 19/3.25 | Lugs
002440907 | TERMINAL,LUG | Compression, Al, 100mm2, 4 x M12 Holes, 50mm Centres, Hex Die 44.5A/F, Straight, Offset, Uranus/Selenium 61/3.25 | Lugs
002440535 | TERMINAL,LUG | Compression, Al, 100mm2, Undrilled, Hex Die 28.5A/F, 30Deg Flat Bent, Centred, Neon/Pluto 19/3.75 | Lugs
002440790 | TERMINAL,LUG | Compression, Al, 100mm2, 4 x M12 Holes, 50mm Centre, 45Deg Flat Bent, Centred, Venus/Sulphur 61/3.75 | Lugs
002440634 | TERMINAL,LUG | Compression, Al, 160 x 100mm, 4 x M12 Holes, 50mm Centre, Hex Die 40.0A/F, 45Deg Flat Bent, Offset, Taurus/Oxygen 19/4.75 | Lugs
002442564 | TERMINAL,LUG | Busbar to Palm, Tinned Cu, 39.7 OD, 102 x 105 x 15mm Thk, 4 x M14 Bolt Holes, 50mm Centres, 173mm Lg c/w 2 x 50 x M12 S/Steel Bolts | Lugs
002406386 | TERMINAL,LUG | Type H207, Cable Solder, 120mm2 | Lugs
002441079 | TERMINAL,LUG | Compression, Al, 630mm2, Undrilled, Hex Die 40.4A/F, Utilux | Lugs
002401035 | TERMINAL,LUG | Compression, Cu, 16mm2, 0.0225in2 Cabus Internal Flexibles | Lugs
002440626 | TERMINAL,LUG | Compression, Al, 100mm2, 4 x M12 Holes, 50mm Centre, Hex Die 40.0A/F, 30Deg Flat Bent, Offset, Taurus/Oxygen 19/4.75 | Lugs
002441061 | TERMINAL,LUG | Compression, Al, 100 x 100mm, Undrilled, 15Deg Flat Bent, Offset, Taurus/Oxygen 19/4.75 | Lugs
002472082 | TERMINAL,LUG | Male Tab 1-2.6mm, Blue, Fully Insulated, 6.4 x 0.8mm Double Grip | Lugs
002440667 | TERMINAL,LUG | Compression, Al, 140 x 55mm, Undrilled, Hex Die 40.0A/F, 45Deg Flat Bent, Offset Taurus/Oxygen 19/4.75 | Lugs
002437861 | TERMINAL,LUG | Tinned Cu, 120mm2, 2 x M13 Bolt Holes, 50mm Centres, Long Barrel, Long Palm, Dwg EESS-10031-04 | Line Hardware
002400993 | TERMINAL,LUG | Compression, Cu, Packet, Type Offset Prestressed GEC Midos Relays of 100 | Lugs
002441095 | TERMINAL,LUG | Compression, Al, 100mm2, 4 x M12 Holes, 50mm Centre, Hex Die 40.0A/F, 15Deg L Edge Bent, Centred, Triton 37/3.75 | Lugs
002440725 | TERMINAL,LUG | Compression, Al, 140 x 55mm, Undrilled, Hex Die 40.0A/F, 90Deg Flat Bent, Offset Taurus/Oxygen 19/4.75 | Lugs
002440550 | TERMINAL,LUG | Compression, Al, 100 x 50mm, Undrilled, Hex Die 28.5A/F, 45Deg Flat Bent, Centred, Neon/Pluto 19/3.75 | Lugs
002440584 | TERMINAL,LUG | Compression, Al, 100mm2, Undrilled, Hex Die 28.5 A/F, 45Deg L Edge Bent, 45Deg Flat Bent, Centred, Neon/Pluto 19/3.75 | Lugs
002440642 | TERMINAL,LUG | Compression, Al, 100 x 50mm, 2 x M12 Holes, 50mm Centre, Hex Die 40.0A/F, Straight, Offset, Taurus/Oxygen 19/4.75 | Lugs
002440808 | TERMINAL,LUG | Compression, Al, 100mm2, 4 x M16 Holes, 50mm Centre, Hex Die 47.5A/F, Straight, Offset, Venus/Sulphur 61/3.75 | Lugs
002440998 | TERMINAL,LUG | Compression, Al, 100mm2, 4 x M12 Holes, 50mm Centre, Hex Die 28.5A/F, Straight, Offset, Neptune/Krypton 19/3.25 | Lugs
002441129 | TERMINAL,LUG | Al, 127mm PCD 4 x Hole Palm Mount to Centred 90Deg Palm with 2 x M16 Hole, 60mm Centre | Lugs
002441103 | TERMINAL,LUG | Busbar to Palm, Al, 100mm2, 4 x M12 Holes, 50mm Centre, Straight, 60mm Dia Busbar | Lugs
002441038 | TERMINAL,LUG | Type TLC, Conductor to Palm, 15.75 to 20.25 OD, Right Angle | Lugs
002440956 | TERMINAL,LUG | Compression, Al, 100 x 50mm, 2 x M12 Holes, 50mm Centre, Hex Die 28.5A/F, 45Deg Flat Bent, Centred, Neptune/Krypton 19/3.25 | Lugs
000023926 | TERMINAL,LUG | Mechanical Shear Bolt, Al-Cu, 185-400mm2 1 x M12 Palm Bolt Hole, suit Al or Cu Conductor, Pack of 3 | O/Head Line
002441053 | TERMINAL,LUG | Compression, Al, 100 x 100mm, 4 x M12 Holes, 50mm Centre, 45Deg Reverse Flat Bent, Offset, Taurus/Oxygen 19/4.75 | Lugs
002440873 | TERMINAL,LUG | Compression, Al, 100mm2, Undrilled, Hex Die 47.5A/F, 30Deg Flat Bent, Centred, Venus/Sulphur 61/3.75 | Lugs
002425478 | TERMINAL,LUG | Compression, Al, Barrels only loose, suit Neon 19/3.75 AAAC Conductor | Lugs
002440618 | TERMINAL,LUG | Compression, Al, 160mm2, Undrilled, Hex Die 40.0A/F, 30Deg Flat Bent, Offset Taurus/Oxygen 19/4.75 | Lugs
002440733 | TERMINAL,LUG | Compression, Al, 130mm2, 4 x M16 Holes, 60mm Centre, Hex Die 40.0A/F, 45Deg Flat Bent, Offset, Taurus/Oxygen 19/4.75 | Lugs
002401015 | TERMINAL,LUG | suit M24 Bolt, Dwg SD10-0149-01 | Lugs
002470326 | TERMINAL,LUG | Bi-Metal Mech Shear bolt (mid-bolt removable) straight conn; Tin plated connector;Inside 13mm, 20.5 dia, for 95-240mm2 XLPE Conductor; Suitable for | Lugs
002440964 | TERMINAL,LUG | Compression, Al, 100 x 50mm, 2 x M12 Holes, 50mm Centre, Hex Die 28.5A/F, 45Deg Flat Bent, Offset, Neptune/Krypton 19/3.25 | Lugs
002440758 | TERMINAL,LUG | Compression, Al, 130 x 50mm, 2 x M12 Holes, 50mm Centre, Hex Die 40.0A/F, 45Deg Flat Bent, Offset, Taurus/Oxygen 19/4.75 | Lugs
002440592 | TERMINAL,LUG | Compression, Al, 100mm2, 4 x M12 Holes, 50mm Centre, Hex Die 28.5A/F, 45Deg R Edge Bent, 45Deg Flat Bent, Centred, Neon/Pluto 19/3.75 | Lugs
002441020 | TERMINAL,LUG | Compression, Cu, 800mm2, 120mm x 75mm, Undrilled, Crimp Die 40-432, Straight Offset | Lugs
002441046 | TERMINAL,LUG | Compression, Al, 100 x 100mm, 4 x M12 Holes, 50mm Centre, 45Deg Flat Bent, Offset, Taurus/Oxygen 19/4.75 | Lugs
002425437 | TERMINAL,LUG | Compression, Al, Straight Offset, Barrel with Undrilled No.5 Palm, suit Taurus 19/4.75 AAC (set of 3) AS2395 | Lugs
002440782 | TERMINAL,LUG | Compression, Al, 100mm2, 4 x M12 Holes, 50mm Centre, Hex Die 40.0A/F, 15Deg L Edge Bent, Offset, Triton 37/3.75 | Lugs
002440741 | TERMINAL,LUG | Compression, Al, 100mm2, 4 x M12 Holes, 50mm Centre, Hex Die 40.0A/F, 30Deg Flat Bent, Offset, Taurus/Oxygen 19/4.75 | Lugs
002440832 | TERMINAL,LUG | Compression, Al, 140 x 65mm, Undrilled, Hex Die 47.5A/F, Straight Offset, Venus/Sulphur 61/3.75 | Lugs
002440816 | TERMINAL,LUG | Compression, Al, 100mm2, 4 x M12 Holes, 50mm Centre, Hex Die 47.5A/F, Straight, Offset, Venus/Sulphur 61/3.75 | Lugs
002478600 | TERMINAL,LUG | Screw Type Stalk Top Bolt, 66kV, 300mm2, use with FEV 72-V Termination Kit, Drg 335669-XX-FEV TBC | U/G Equipment
002440527 | TERMINAL,LUG | Compression, Al, 100 x 50mm, Undrilled, Hex Die 28.5A/F, Straight Offset, Neon/Pluto 19/3.75 | Lugs
002441012 | TERMINAL,LUG | Compression, Cu, 630mm2, 100mm x 65mm, 2 x M12 Holes, 60mm Centres, Crimp Die 40-370, Straight, Offset | Lugs
002440949 | TERMINAL,LUG | Compression, Al, 135 x 65mm, 2 x M16 Holes, 60mm Centre, Hex Die 28.5A/F, 45Deg Flat Bent, Offset, Neptune/Krypton 19/3.25 | Lugs
002472074 | TERMINAL,LUG | Male Tab 0.5-1.6mm, Red, Fully Insulated 6.4 x 0.8mm Double Grip | Lugs
002440691 | TERMINAL,LUG | Compression, Al, 100 x 50mm, 2 x M12 Holes, 50mm Centre, Hex Die 40.0A/F, 45Deg L Edge Bent, 30Deg Flat Bent, Offset, Taurus/Oxygen 19/4.75 | Lugs
002440709 | TERMINAL,LUG | Compression, Al, 100 x 50mm, 2 x M12 Holes, 50mm Centre, Hex Die 40.0A/F, 45Deg Flat Bent, Offset, Taurus/Oxygen 19/4.75 | Lugs
002440840 | TERMINAL,LUG | Compression, Al, 100 x 50mm, 2 x M12 Holes, 50mm Centre, Hex Die 47.5A/F, Straight, Offset, Venus/Sulphur 61/3.75 | Lugs
002401030 | TERMINAL,LUG | Compression, Al, 120mm, 2 x M10 Bolt Holes, Cast | Lugs
002440568 | TERMINAL,LUG | Compression, Al, 100mm2, 4 x M12 Holes, 50mm Centre, Hex Die 28.5A/F, 30Deg L Edge Bent, 45Deg Flat Bent, Centred, Neon/Pluto 19/3.75 | Lugs
002441111 | TERMINAL,LUG | Busbar to Palm, Al, 100mm2, 4 x M12 Holes, 50mm Centre, 45Deg, 30mm Dia Busbar | Lugs
002440881 | TERMINAL,LUG | Compression, Al, 130 x 65mm, 2 x M16 Holes, Hex Die 44.5A/F, Straight, Offset, Uranus/Selenium 61/3.25 | Lugs
002440519 | TERMINAL,LUG | Compression, Al, 100mm2, 4 x M12 Holes, 50mm Centre, Hex Die 28.5A/F, 30Deg Flat Bent, Centred, Neon/Pluto 19/3.75 | Lugs
002440659 | TERMINAL,LUG | Compression, Al, 130 x 55mm, 2 x M16 Holes, 60mm Centre, Hex Die 40.0A/F, Straight, Centred, Taurus/Oxygen 19/4.75 | Lugs
002440576 | TERMINAL,LUG | Compression, Al, 100mm2, 4 x M12 Holes, 50mm Centre, Hex Die 28.5A/F, 30Deg R Edge Bent, 45Deg Flat Bent, Centred, Neon/Pluto 19/3.75 | Lugs
002440865 | TERMINAL,LUG | Compression, Al, 100mm2, 4 x M16 Holes, 50mm Centre, Hex Die 47.5A/F, 30Deg Flat Bent, Offset, Venus/Sulphur 61/3.75 | Lugs
002441004 | TERMINAL,LUG | Compression, Al, 100mm2, 4 x M12 Holes, 40mm Centre, Hex Die 28.5A/F, 15Deg Flat Bent, Offset, Neon/Pluto 19/3.75 | Lugs
002440899 | TERMINAL,LUG | Compression, Al, 70mm2, Undrilled, Hex Die 44.5A/F, Straight Offset, Uranus/Selenium 61/3.25 | Lugs
002440915 | TERMINAL,LUG | Compression, Al, 100mm2, 4 x M12 Holes, 45mm Centres, Hex Die 44.5A/F, Straight, Offset, Uranus/Selenium 61/3.25 | Lugs
000030373 | TERMINAL,LUG | Compression, 4 x Holes, 50mm Centre, 30 Deg R Offset, Selenium 61/3.25 AAAC | Substation Accessories
002440600 | TERMINAL,LUG | Compression, Al, 140mm2, Undrilled, Hex Die 40.0A/F, 30Deg Flat Bent, Offset Taurus/Oxygen 19/4.75 | Lugs
002440980 | TERMINAL,LUG | Compression, Al, 100 x 50mm, Undrilled, Hex Die 28.5AF, Straight, Offset, Neon/Pluto 19/3.75 | Lugs
002440683 | TERMINAL,LUG | Compression, Al, 100 x 50mm, 2 x M12 Holes, 50mm Centre, Hex Die 40.0A/F, Straight, Centred, Taurus/Oxygen 19/4.75 | Lugs
002471415 | TERMINAL,LUG | Compression Jumper, Al, 2 x 14mm Hole, 50mm Centre, 30Deg Palm Bend on Edge, suit Venus, Sulphur 61/3.75 AAC, AAAC & Pawpaw 54/3.75+ 19/2.25 ACSR/GZ | Lugs
002440923 | TERMINAL,LUG | Compression, Al, 150 x 55mm, 2 x M12 Holes, 55mm Centre, Hex Die 22.0A/F, 60Deg Flat Bent, Offset, Mercury/Hydrogen 7/4.50 | Lugs
002440766 | TERMINAL,LUG | Compression, Al, 160 x 100mm, 4 x M12 Holes, 50mm Centre, Hex Die 40.0A/F, 45Deg Flat Bent, Offset, Taurus/Oxygen 19/4.75 | Lugs
002403976 | TERMINAL,LUG | Compression, Cu, 500mm2, Undrilled, Hex Die A/F 31.0mm | Line Hardware
001090476 | TERMINAL,LUG | Compression, Cu, 300mm2, Undrilled, Hex Die A/F 26.0mm (P5) | Line Hardware
001090468 | TERMINAL,LUG | Compression, Cu, 240mm2, Undrilled, Hex Die A/F 23.1mm (P20) | Line Hardware
002406399 | TERMINAL,LUG | Compression, Bi-Metal, Cu Palm, 120mm2, M12 Bolt Hole, Die Size Nest 12 & Indent 16, Solid 3 Core Sector, ETS 01-09-23 (P1) | Line Hardware
002406797 | TERMINAL,LUG | Compression, Bi-Metal, Cu Palm, 95mm2, M12 Bolt Hole, Hex Die A/F 17.3mm, Al 7/3.75 (scm) | Line Hardware
000158629 | TERMINAL,LUG | Compression, Al, 300mm2, M12 Bolt Hole, Hex Die A/F 28.4mm, 3 Core Consac, ETS 01-09-23 (P1) | Line Hardware
000158556 | TERMINAL,LUG | Compression, Al, 240mm2, M12 Bolt Hole, Hex Die A/F 28.4mm, ETS 01-09-23 (P1) (scm) | Line Hardware
000158564 | TERMINAL,LUG | Compression, Al, 50mm2, M10 Bolt Hole, Hex Die A/F 13.2mm2, ETS 01-09-23 (P1) | Line Hardware
000158211 | TERMINAL,LUG | Compression, Al, 185mm2, M12 Bolt Hole, Hex Die A/F 22.0mm, ETS 01-09-23 (P1) | Line Hardware
000158599 | TERMINAL,LUG | Compression, Al, 150mm2, M12 Bolt Hole, Hex Die A/F 22.0mm, ETS 01-09-23 (P1) | Line Hardware
002403971 | TERMINAL,LUG | Compression, Al, 70mm2, M12 Bolt Hole, Hex Die A/F 13.2mm, ETS 01-09-23 (P1) | Line Hardware
000158513 | TERMINAL,LUG | Compression, Al, 50mm2, M12 Bolt Hole, ETS 01-09-23 (P1) (scm) | Line Hardware
002405260 | TERMINAL,LUG | Compression, Al, M12 Bolt Hole, Hex Die A/F 28.4mm, suit Saturn, Ruby, Nitrogen, Lemon 37/3.00 Al Overhead Conductors, ETS 01-09-23 (P1) | Line Hardware
002405258 | TERMINAL,LUG | Compression, Al, M12 Bolt Hole, suit Moon, Jasper, Iodine 7/4.75 Al Overhead Conductors, ETS 01-09-23 (P1) | Line Hardware
002405257 | TERMINAL,LUG | Compression, Al, M12 Bolt Hole, Hex Die A/F 18.0mm, suit Mars, Helium, Garnett, Banana 7/3.75 Al Overhead Conductors, ETS 01-09-23 (P1) | Line Hardware
000158106 | TERMINAL,LUG | Compression, Al, 95mm2, M12 Bolt Hole, Hex Die A/F 17.3mm, ETS 01-09-23 (P1) (scm) | Line Hardware
000158602 | TERMINAL,LUG | Compression, Al, 120mm2, M12 Bolt Hole, Hex Die A/F 17.3mm, ETS 01-09-23 (P1) (scm) | Line Hardware
000104202 | TERMINAL,LUG | Compression, Al, 35mm2, M12 Bolt Hole, Hex Die A/F 9.0mm, ETS 01-09-23 (P1) (scm) | Line Hardware
000158521 | TERMINAL,LUG | Compression, Al, 35mm2, M10 Bolt Hole, Hex Die A/F 9.0mm, 19/1.53, ETS 01-09-23 (P1) (scm) | Line Hardware
002403551 | TERMINAL,LUG | Compression, Bi-Metal, Cu Palm, 35mm2, M12 Bolt Hole, Hex Die A/F 17.3mm, ABC (P10) | Line Hardware
000447021 | TERMINAL,LUG | Compression, Bi-Metal, Cu Palm, 25mm2, M10 Bolt Hole, Hex Die A/F 14.0mm, ABC (P10) (scm) | Line Hardware
000447023 | TERMINAL,LUG | Compression, Bi-Metal, Cu Palm, 25mm2, M12 Bolt Hole, Hex Die A/F 14.0mm, ABC (P10) | Line Hardware
002406373 | TERMINAL,LUG | Compression, Bi-Metal, Cu Palm, 50mm2, M12 Bolt Hole, Hex Die A/F 17.3mm, ABC (P10) (scm) | Line Hardware
002442085 | TERMINAL,LUG | Compression, Al, M12 Bolt Hole, Hex Die A/F 17.3mm, 7/3.25 SC/GZ, SC/AC Conductors, ETS 01-09-23 (P1) (scm) | Subtransmission
002440543 | TERMINAL,LUG | Compression, Al, 100mm2, 4 x M12 Holes, 50mm Centre, Hex Die 28.5A/F, 90Deg Flat Bent, Centred, Neon/Pluto 19/3.75 | Lugs
002474344 | TERMINAL,LUG | AS5 Busbar Lug, Short, 50mm Pin, 0 Deg | Busbar and Fittings
002474336 | TERMINAL,LUG | AS5, Al, 4 Hole, 50mm Centre, 30 Deg Bend Angle, Twin 115mm Spacing, Oxygen 19/4.75 AAAC | Busbar and Fittings
002474328 | TERMINAL,LUG | AS5, Al, 4 Hole, 50mm Centre, 90 Deg Face Bent Offset, Oxygen 19/4.75 AAAC | Busbar and Fittings
002474302 | TERMINAL,LUG | AS5, Al, 4 Hole, 50mm Centre, 30 Deg Right Edge Bent Offset, Oxygen 19/4.75 AAAC | Busbar and Fittings
002474294 | TERMINAL,LUG | AS5, Al, 4 Hole, 50mm Centre, 30 Deg Left Edge Bent Offset, Oxygen 19/4.75 AAAC | Busbar and Fittings
002474252 | TERMINAL,LUG | AS5, Al, 4 Hole, 50mm Centre, 90 Deg Bend Angle, Twin 115mm Spacing, Oxygen 19/4.75 AAAC | Busbar and Fittings
002474245 | TERMINAL,LUG | AS5, Al, 4 Hole, 50mm Centre, 0 Deg Bend Angle, Twin 115mm Spacing, Oxygen 19/4.75 AAAC | Busbar and Fittings
002474237 | TERMINAL,LUG | AS2, Al, 2 Hole, 60mm Centre, Straight, Oxygen 19/4.75 AAAC | Busbar and Fittings
002474229 | TERMINAL,LUG | AS2, Al, 2 Hole, 50mm Centre, 90 Deg Right Edge Bent Offset, Oxygen 19/4.75 AAAC | Busbar and Fittings
002425403 | TERMINAL,LUG | Compression, Al, Straight Offset, Barrel with Undrilled No.8 Palm, suit Sulphur 61/3.75 AAAC (set of 3) AS2395 | Lugs
002439925 | TERMINAL,LUG | Al, 4 Hole, Straight Offset, 60mm Centre 29.3 Dia, 027-697-RD/C, suit Sulphur 61/3.75 AAAC | Busbar and Fittings
002439008 | TERMINAL,LUG | Compression Jumper, Al, Undrilled, Hex Dia A/F 33.8mm, Straight Offset, suit Sulphur Conductor, AS2395 | Busbar and Fittings
002438992 | TERMINAL,LUG | Compression Jumper, Al, 2 x 14mm Holes, Hex Dia A/F 33.8mm, Straight Offset, suit Sulphur Conductor, AS2395 | Busbar and Fittings
002438976 | TERMINAL,LUG | Compression Jumper, Al, 2 x 14mm Holes, Hex Dia A/F 23.8mm, Straight Offset, 50mm Centres, suit Oxygen Conductor, AS2395 | Busbar and Fittings
002438968 | TERMINAL,LUG | Compression Jumper, Al, Undrilled No.4, Hex Dia A/F 28.5mm, Straight Offset, suit Neon/Pluto Conductor, AS2395 | Busbar and Fittings
002438950 | TERMINAL,LUG | Compression Jumper, Al, 2 x 14mm Holes, Hex Dia A/F 18.8mm, Straight Offset, 50mm Centres, suit Neon Conductor, AS2395 | Busbar and Fittings
002432565 | TERMINAL,LUG | Compression Jumper, Al, Undrilled, Hex Die A/F 28.5mm, 30 Deg, Edge Bent, Central palm, suit Pluto Conductor, AS2395 | Busbar and Fittings
002432557 | TERMINAL,LUG | Compression Jumper, Al, 4 x 14mm Hole, 50mm Centres, Hex Die A/F 28.5mm, 30 Deg, Edge Bent, Central palm, suit Pluto Conductor, AS2395 | Busbar and Fittings
002432540 | TERMINAL,LUG | Compression, Al, 100mm2, Undrilled, Hex Die 28.5A/F, 45Deg Flat Bent Offset, Neon/Pluto 19/3.75, AS2395 | Busbar and Fittings
002432532 | TERMINAL,LUG | Compression, Al, 100mm2, 4 x 14mm Holes, 50mm Centre, Hex Die 28.5A/F, 45Deg Flat Bent Offset, Neon/Pluto 19/3.75, AS2395 | Busbar and Fittings
002432524 | TERMINAL,LUG | Compression Jumper, Al, Undrilled No.5, Hex Die A/F 28.5mm, Straight Offset, suit Neon/Pluto Conductor, AS2395 | Busbar and Fittings
002432508 | TERMINAL,LUG | Compression Jumper, Al, Undrilled, Hex Die A/F 40.0mm, 30 Deg, Edge Bent, Offset, suit Oxygen Conductor, AS2395 | Busbar and Fittings
002432490 | TERMINAL,LUG | Compression Jumper, Al, 4 x 14mm Hole, Hex Die A/F 40.0mm, 30 Deg, Edge Bent, Centred, 50mm Centres, suit Oxygen Conductor, AS2395 | Busbar and Fittings
002432482 | TERMINAL,LUG | Compression Jumper, Al, Undrilled, Hex Die A/F 40.0mm, 45 Deg, Flat Bent, Offset, suit Oxygen Conductor, AS2395 | Busbar and Fittings
002432441 | TERMINAL,LUG | Compression Jumper, Al, Undrilled, Hex Die A/F 47.5mm, 30 Deg, Edge Bent, Centre, suit Sulphur Conductor, AS2395 | Busbar and Fittings
002432433 | TERMINAL,LUG | Compression Jumper, Al, 4 x 14mm Hole, Hex Die A/F 47.5mm, 30 Deg, Left Edge Bent, Centre, 50mm Centres, suit Sulphur Conductor, AS2395 | Busbar and Fittings
000030293 | TERMINAL,LUG | AS5, Al, 4 Hole, 50mm Centre, 30 Deg Palm Angle Offset, Oxygen 19/4.75 AAAC | Busbar and Fittings
000030292 | TERMINAL,LUG | AS5, Al, 4 Hole, 50mm Centre, 30 Deg Palm Angle Offset, Neon 19/3.75 AAAC | Busbar and Fittings
002432425 | TERMINAL,LUG | Compression Jumper, Al, Undrilled, Hex Die A/F 47.5mm, 45Deg, Flat Bent, Offset, suit Sulphur Conductor, AS2395 | Busbar and Fittings
002432417 | TERMINAL,LUG | Compression Jumper, Al, 4 x 14mm Hole, 50mm Centre, Hex Die A/F 47.5mm, 45Deg Offset Bend on Flat, suit Sulphur 61/3.75 AAAC, AS2395 | Busbar and Fittings
002432409 | TERMINAL,LUG | Compression Jumper, Al, Undrilled, Hex Die A/F 47.5mm, Straight Offset, suit Sulphur Conductor, AS2395 | Busbar and Fittings
000030079 | TERMINAL,LUG | AS8, Al, 4 Hole, 50mm Centre, 0 Deg Bend Angle, Twin 160mm Spacing, Sulphur 61/3.75 AAAC | Busbar and Fittings
002432391 | TERMINAL,LUG | Compression Jumper, Al, 4 x 14mm Hole, Hex Die A/F 47.5mm, Straight Offset, 50mm Centres, suit Sulphur Conductor, AS2395 | Busbar and Fittings
000030384 | TERMINAL,LUG | Compression 45 Deg, 4 x Holes, 50mm Centre, 30 Deg L Offset, Sulphur 61/3.75 AAAC | Busbar and Fittings
000030383 | TERMINAL,LUG | Compression 45 Deg, 4 x Holes, 50mm Centre, 30 Deg R Offset, Sulphur 61/3.75 AAAC | Busbar and Fittings
000030382 | TERMINAL,LUG | Compression, 4 x Holes, 50mm Centre, 15 Deg Offset, Sulphur 61/3.75 AAAC | Busbar and Fittings
000030381 | TERMINAL,LUG | Compression, 4 x Holes, 50mm Centre, 30 Deg Offset, Selenium 61/3.25 AAAC | Busbar and Fittings
000030380 | TERMINAL,LUG | Compression, 4 x Holes, 50mm Centre, 15 Deg L Offset, Selenium 61/3.25 AAAC | Busbar and Fittings
000030379 | TERMINAL,LUG | Compression, 4 x Holes, 50mm Centre, 15 Deg R Offset, Selenium 61/3.25 AAAC | Busbar and Fittings
000030060 | TERMINAL,LUG | AS5, Al, 4 Hole, 50mm Centre, 90 Deg Palm Angle Offset, Oxygen 19/4.75 AAAC | Busbar and Fittings
000030059 | TERMINAL,LUG | AS5, Al, 4 Hole, 50mm Centre, Offset, suit Twin 200mm Centre, Sulphur 61/3.75 AAAC | Busbar and Fittings
000030366 | TERMINAL,LUG | AS6, Bi-Metal, Undrilled, Straight Offset, Oxygen 19/4.75 AAAC | Busbar and Fittings
000030058 | TERMINAL,LUG | AS, Al, 4 Hole, 50mm Centre, 60 Deg Palm Angle Offset, suit Twin 200mm Centre, Sulphur 61/3.75 AAAC | Busbar and Fittings
000030294 | TERMINAL,LUG | AS5, Al, 4 Hole, 50mm Centre, 30 Deg Palm Angle Offset, Sulphur 61/3.75 AAAC | Busbar and Fittings
002432474 | TERMINAL,LUG | Compression Jumper, Al, 4 x 14mm Hole, Hex Die A/F 40.0mm, 45 Deg, Flat Bent, Offset, 50mm Centres, suit Oxygen Conductor, AS2395 | Busbar and Fittings
002432466 | TERMINAL,LUG | Compression, Al, 100mm2, Undrilled, Hex Die 40.0A/F, Straight Offset, Taurus/Oxygen 19/4.75, AS2395 | Busbar and Fittings
002432458 | TERMINAL,LUG | Compression, Al, 100mm2, 4 x M14 Holes, 50mm Centre, Hex Die 40.0A/F, Straight, Offset, Taurus/Oxygen 19/4.75, AS2395 | Busbar and Fittings
001090441 | TERMINAL,LUG | Compression, Cu, 185mm2, M16 Bolt Hole, Hex Die A/F 20.0mm (P20) (scm) | Line Hardware
002405101 | TERMINAL,LUG | Compression, Cu, 185mm2, M12 Bolt Hole, Hex Die A/F 20.0mm (P20) (scm) | Line Hardware
001090425 | TERMINAL,LUG | Compression, Cu, 150mm2, M12 Bolt Hole, Hex Die A/F 18.3mm (P25) (scm) | Line Hardware
001090417 | TERMINAL,LUG | Compression, Cu, 120mm2, M12 Bolt Hole, Hex Die A/F 16.5mm (P25) (scm) | Line Hardware
002403973 | TERMINAL,LUG | Compression, Bi-Metal, 120mm2, Cu Palm, M12 Bolt Hole, Hex Die A/F 17.3mm, suit Moon 7/4.75 Al (scm) | Line Hardware
002403964 | TERMINAL,LUG | Compression, Bi-Metal, Cu Palm, 70mm2, M12 Bolt Hole, Hex Die A/F 13.2mm (scm) | Line Hardware
002401004 | TERMINAL,LUG | Compression, Bi-Metal, Cu Palm, 50mm2, M12 Bolt Hole, Hex Die A/F 13.2mm (scm) | Line Hardware
000158641 | TERMINAL,LUG | Compression, Bi-Metal, Cu Palm, 35mm2, M12 Bolt Hole, Hex Die A/F 9.0mm, 10.4mm2 OD Barrel on Terminations ABB/ANDELEC (scm) | Line Hardware
002403550 | TERMINAL,LUG | Compression, Al, 35mm2, M12 Bolt Hole, Hex Die A/F 17.3mm, ABC Al Insulated, suit 35mm2 Stranded Al Cable Prefilled Join Compound (for at service end) (P10) | O/Head Line
002437895 | TERMINAL,LUG | Tinned Cu, 240mm2, 2 x M13 Bolt Holes, 50mm Centres, Long Barrel, Long Palm, Dwg EESS-10031-04 | Lugs
002405276 | TERMINAL,LUG | Compression, Bi-Metal, 150mm2, ABC Preinsulated | Lugs
002403986 | TERMINAL,LUG | Bi-Metal, Cu Palm, 300mm2, Die Size A/F Nest 12 & Indent 21, Solid 3 Core Sector Cable | Line Hardware
002403939 | TERMINAL,LUG | Compression, Bi-Metal, Cu Palm, 70mm2, M12 Bolt Hole, 3 Core | Line Hardware
002441087 | TERMINAL,LUG | Compression, Bi-Metal, 630mm2, Undrilled Hex Die 43.0A/F, Cu Palm, Al Barrel | Lugs
002437853 | TERMINAL,LUG | Tinned Cu, 70mm2, 2 x M13 Bolt Holes, 50mm Centres, Long Barrel, Long Palm, Dwg EESS-10031-04 | Line Hardware
002406379 | TERMINAL,LUG | Compression, Al, 2 x M12 Bolt Holes, Hex Die A/F 19.0mm, 7/4.50 AAC, ETS 01-09-23 (P1) | Line Hardware
002406378 | TERMINAL,LUG | Compression, Al, 2 x M12 Bolt Holes, Hex Die A/F 18.0mm, 7/3.75 AAC, ACSR, ETS 01-09-23 (P1) | Line Hardware
002406377 | TERMINAL,LUG | Compression, Al, 2 x M12 Bolt Holes, Hex Die A/F 18.0mm, 7/3.00 AAC, ACSR, ETS 01-09-23 (P1) | Line Hardware
000158670 | TERMINAL,LUG | Compression, Al, 240mm2, M12 Bolt Hole, Hex Die A/F 28.4mm, Solid or Stranded 4 Core Sector Cable, ETS 01-09-23 (P40) (scm) | Line Hardware
002406381 | TERMINAL,LUG | Compression, Al, 2 x M12 Bolt Holes, Hex Die A/F 26.2mm, 19/3.75 AACAAAC, ETS 01-09-23 (P1) | Line Hardware
002425460 | TERMINAL,LUG | Compression, Al, Barrels only loose, suit Oxygen 19/4.75 AAAC Conductor | Lugs
000158041 | TERMINAL,LUG | Compression, Cu, 70mm2, M10 Bolt Hole, Hex Die A/F 11.5mm (P25) | Line Hardware
000158637 | TERMINAL,LUG | Compression, Cu, 35mm2, M12 Bolt Hole, Hex Die A/F 9.2mm (P50) (scm) | Line Hardware
002405099 | TERMINAL,LUG | Compression, Cu, 185mm2, M20 Bolt Hole, Hex Die A/F 20.0mm | Line Hardware
002405096 | TERMINAL,LUG | Compression, Cu, 6mm2, M6 Bolt Hole, Hex Die A/F 4.4mm (P100) | O/Head Line
000447015 | TERMINAL,LUG | Eye Type, Pre-Insulated, Bi-Metal, Cu Palm, 95mm2, M12 Palm Hole, Hex Die A/F 21.5mm, 115mm Lg, Crimp Connection, suit LV ABC Cable | Line Hardware
002406391 | TERMINAL,LUG | Compression, Cu, 120mm2, M12 Bolt Hole, Hex Die A/F 16.5mm, Long Barrel Sealed | Line Hardware
002406397 | TERMINAL,LUG | Compression, Bi-Metal, Cu Palm, 120mm2, Die Size Nest 14 & Indent 16, Solid 4 Core Sector, ETS 01-09-23 (P1) | Line Hardware
000158017 | TERMINAL,LUG | Compression, Cu, 16mm2, M6 Bolt Hole, Hex Die A/F 6.3mm (P50) (scm) | Line Hardware
002405093 | TERMINAL,LUG | Compression, Cu, 2.5mm2, M5 Bolt Hole (P100) | Line Hardware
002401073 | TERMINAL,LUG | Compression, Bi-Metal, 95mm2, M12 Bolt Hole, Hex Die A/F 17.3mm, ETS 01-09-23 (P1) | O/Head Line
000104490 | TERMINAL,LUG | Compression, Cu, M12 Bolt Hole, Hex Die A/F 12.7mm, 37/.064, Special Imperial, Utilux H1432 or Cabac CAl80-12 only suitable item (P50) (scm) | Lugs
002425411 | TERMINAL,LUG | Compression, Al, Undrilled No.5 Palm, Straight Offset Barrel, suit Oxygen 19/4.75 AAAC (set of 3) AS2395 | Lugs
002425429 | TERMINAL,LUG | Compression, Al, Undrilled No.5 Palm, Straight Offset Barrel, suit Neon 19/3.75 AAAC (set of 3) AS2395 | Lugs
002401021 | TERMINAL,LUG | Compression, Al, 4 x 12mm Bolt Holes, Hex Die A/F 28.5mm, 38mm Centers off Centre Palm, 19/3.75, ETS 01-09-23 (P1) | Line Hardware
002401019 | TERMINAL,LUG | Compression, 4 x M12 Bolt Holes, Bolted, Conductor Range 10.7 - 15.75mm2, ETS 01-09-23 (P1) | O/Head Line
002427342 | TERMINAL,LUG | Stalk Compression, Cu, 127mm2, 15.7mm Stalk, Hex Die A/F 17.3mm (scm) | Lugs
002406708 | TERMINAL,LUG | Cable Assembly Flag Terminal c/w 14mm Hole, Flexible 35mm PVC Lead 750mm Lg (MOQ200) | U/G Equipment
002443240 | TERMINAL,LUG | Type SBC26L Palm, Split Bolt Connector, EE Dwg 907471-01 | Lugs
002440972 | TERMINAL,LUG | Compression, Al, 100 x 50mm, Undrilled, Hex Die 22.0AF, Straight, Offset, Moon/Iodine 7/4.75 | Lugs
002441368 | TERMINAL,LUG | Tinned Cu, Sealed, 630mm2, Undrilled, Long Barrel, Long Palm, suit EIT63011Cu Termination Kit | Lugs
002442804 | TERMINAL,TELEPROTECTION | DM1200, 90-320V DC PSU, VF Analogue Tone Processor | Communications
002468486 | TERMINAL,TELEPROTECTION | RFL GARD8000 Teleprotection 3RU Terminal c/w 2 x Dual Tone Audio Freq Direct Intertrips compatible c/w RFL 9745, 48V DC PS, PS I/O G703, System Display | Communications
002419596 | TERMINATION CONDUCTOR COMPRESSION | FT, Nitrogen, 37/3.00 AAAC 1120, Transverse Palm, Jumper Lug & Bolt, Die Size Al 34.5mm, ETS 11-09-01 | Line Hardware
002419570 | TERMINATION CONDUCTOR COMPRESSION | FT, Iodine, 7/4.75 AAAC 1120, Transverse Palm, Jumper Lug & Bolt, Die Size Al 22mm, ETS 11-09-01 | Line Hardware
002419547 | TERMINATION CONDUCTOR COMPRESSION | FT, Iodine, 7/4.75 AAAC 1120, Inline Palm, Jumper Lug & Bolt, Die Size Al 22mm, ETS 11-09-01 | Line Hardware
002426195 | TERMINATION CONDUCTOR COMPRESSION | FT, Banana, 6/1/3.75 ACSR/GZ, Jumper Lug & Bolts, Die Size Al 18.0mm, Steel 9.5mm ETS 2005/037/T (STL) (scm) | Subtransmission
000030083 | TERMINATION CONDUCTOR COMPRESSION | Deadend, 2 Inline Palm, 180 Deg Apart, AS5 9, 4 Hole 50mm Centre, 2 Hole 50mm Centre, suit Sulphur Conductor 61/3.75 AAAC, Outer Sleeve Die Size 47.5 A/F | Substation Accessories
002401293 | TERMINATION CONDUCTOR COMPRESSION | FT, Nitrogen, 37/3.00 AAAC c/w Eye Tail, Jumper Lug & Bolts, Die Size 34.5mm, ETS 2005/037/T (STL) (scm) | Line Hardware
002419588 | TERMINATION CONDUCTOR COMPRESSION | FT, Neon, 19/3.75 AAAC 1120, Transverse Palm, Jumper Lug & Bolt, Die Size Al 28.5mm, ETS 11-09-01 | Line Hardware
002419554 | TERMINATION CONDUCTOR COMPRESSION | FT, Cherry, 6/4.75-7/1.60 ACSR/GZ Transverse Palm, Jumper Lug & Bolt, Die Size Al 22mm, Steel 9.5mm, ETS 11-09-01 | Line Hardware
002419562 | TERMINATION CONDUCTOR COMPRESSION | FT, Grape, 30/7/2.50 ACSR/GZ Transverse Palm, Jumper Lug & Bolt, Die Size Al 28.5mm, Steel 16.0mm, ETS 11-09-01 | Line Hardware
002441376 | TERMINATION KIT,ELECTRICAL CABLE | Indoor, 11kV, 630mm2 c/w 3 x 630mm Cu Lugs, 9 x 70mm2 Cu Lugs, 3 x Metal Glands A2-06, 1 x Prep Kit CC-2 & 3 x Terminations 7645-T-110 | U/G Equipment
000022139 | TERMINATION KIT,ELECTRICAL CABLE | Outdoor, 76/132kV, 800mm2, 1C Milliken Stranding, WB Cu/XLPE/WBT/CorrCu Sheath/MDPE c/w Graphite Coating | U/G Equipment
002405120 | TERMINATION KIT,ELECTRICAL CABLE | Outdoor, Heatshrink, 19/33kV, 1 Core (set of 3 Cores), 400mm, PLYSW Cable (kit to be supplied with each core packaged separately) | U/G Equipment
000104645 | TERMINATION KIT,ELECTRICAL CABLE | Outdoor, Sealing End, 66kV, 240mm2 Cu, 1 Core, XLPE Cable c/w Screen Earth Kit, Term Stand Off Insulators & Specific Fittings for 240mm2 Cu | U/G Equipment
002405383 | TERMINATION KIT,ELECTRICAL CABLE | Outdoor, for 22kV, 3 Core, 95mm, HV ABC Metallic Screened Conductor | U/G Equipment
002468148 | TERMINATION KIT,ELECTRICAL CABLE | FEV 72-V Self Supporting Composite Term Sealing End, L4 Pollution, Silicone Oil Filled, Creepage Distance 2250mm, XLPE Cable, Max Conductor size 1200mm2 c/w | Substation
002404268 | TERMINATION KIT,ELECTRICAL CABLE | Outdoor, Coldshrink, for 22kV, 1 Core, 630mm2, Al, XLPE Cable, EE Spec 3M FNQ630.X.O | U/G Equipment
000022137 | TERMINATION KIT,ELECTRICAL CABLE | GIS, 76/132kV, 400mm2, 1C Milliken Stranding, WB Cu/XLPE/WBT/CWS/WBT/CorrCu Sheath/MDPE c/w Graphite Coating | U/G Equipment
002404270 | TERMINATION KIT,ELECTRICAL CABLE | Indoor, Coldshrink, for 22kV, 1 Core, 185mm2, Al, XLPE Cable, EE Spec 3M P/N FNQ185.X.I | U/G Equipment
000155603 | TERMINATION KIT,ELECTRICAL CABLE | Underground, Indoor, 11kV, 16-25mm2, 3 Core Paper Lead alloy, Screened or Belted, Armoured or Non-armoured | U/G Equipment
002400941 | TERMINATION KIT,ELECTRICAL CABLE | Outdoor, Coldshrink, 11kV, for 95-185mm2 3 Core, PLY Cable c/w Solvent Wipes | U/G Equipment
002405112 | TERMINATION KIT,ELECTRICAL CABLE | Underground, Indoor, 11kV, 240-400mm2 3 Core, Paper Lead Alloy, Screened or Belted, Armoured or Non-armoured | U/G Equipment
002405125 | TERMINATION KIT,ELECTRICAL CABLE | Outdoor, 33kV, for 19/33kV, 3 Core, 120mm, Cu, XLPE Insulated Cable (kit to be supplied with instructions & inventory sheet) | U/G Equipment
000022142 | TERMINATION KIT,ELECTRICAL CABLE | Outdoor, 76/132kV, 1200mm2, 1C Milliken Stranding, WB Cu/XLPE/WBT/CorrCu Sheath/MDPE c/w Graphite Coating | U/G Equipment
002404271 | TERMINATION KIT,ELECTRICAL CABLE | Indoor, Coldshrink, for 22kV, 1 Core, 630mm2, Al, XLPE Cable, EE Spec 3M | U/G Equipment
002478758 | TERMINATION KIT,ELECTRICAL CABLE | Outdoor,72kV,630mm2, XLPE, Self-Sup TERM c/w Porcelain Insulator, FEV 72-P, Pollution LVL (4), Creepage Distance 2320mm, BIL 325kV, Shear Bolt Stalk Lug | U/G Equipment
000022136 | TERMINATION KIT,ELECTRICAL CABLE | Outdoor, 76/132kV, 400mm2, 1C Milliken Stranding, WB Cu/XLPE/WBT/CWS/WBT/CorrCu Sheath/MDPE c/w Graphite Coating | U/G Equipment
002434173 | TERMINATION KIT,ELECTRICAL CABLE | Indoor, 19.1/33kV, 300mm2, Al, 1 Core, TR-XLPE Cable, Insect Protected (3 per Set) c/w Cable Term Kit Solvent Wipes, Cable Core & Screen Lugs, | U/G Equipment
000022140 | TERMINATION KIT,ELECTRICAL CABLE | GIS, 76/132kV, 800mm2, 1C Milliken Stranding, WB Cu/XLPE/WBT/CorrCu Sheath/MDPE c/w Graphite Coating | U/G Equipment
002478592 | TERMINATION KIT,ELECTRICAL CABLE | Outdoor,72kV,630mm2, XLPE, Self-Sup Termination c/w Composite Insulator, FEV 72-V Version 2, Pollution level (4), Creepage Distance 2250mm,Screw Type | U/G Equipment
002478774 | TERMINATION KIT,ELECTRICAL CABLE | Outdoor,72kV,150mm2, XLPE, Self-Sup TERM, c/w Composite Insulator, APED 72kV P, SSD Pollution LVL (e), Creepage Distance 2330mm, BIL 325kV, c/w Top Bolt | U/G Equipment
002405127 | TERMINATION KIT,ELECTRICAL CABLE | Outdoor, for 33kV, 3 Core, 50mm, Cu, Paper Lead Insulated Cable (kit should (kit to be supplied with instructions & inventory sheet) | U/G Equipment
000155581 | TERMINATION KIT,ELECTRICAL CABLE | Outdoor, U/Ground, 11kV, 240-400mm2, 3 Core, Paper Lead Alloy, Screened or Belted, Armoured or Non Armoured | U/G Equipment
000022143 | TERMINATION KIT,ELECTRICAL CABLE | GIS, 76/132kV, 1200mm2, 1C Milliken Stranding, WB Cu/XLPE/WBT/CorrCu Sheath/MDPE c/w Graphite Coating | U/G Equipment
002405035 | TERMINATION KIT,ELECTRICAL CABLE | Outdoor, 11kV, 1 Core, 630-1000mm2, PLYSW PVC Cable | U/G Equipment
002434157 | TERMINATION KIT,ELECTRICAL CABLE | Indoor, 19.1/33kV, 50mm2, Al, 1 Core, TR-XLPE Cable, Insect Protected (3 per Set) c/w Cable Term Kit Solvent Wipes, Cable Core & Screen Lugs, | U/G Equipment
002405036 | TERMINATION KIT,ELECTRICAL CABLE | Outdoor, for 11kV, 3 Core, 95mm, Al, XLPE Insulated Cu Wire Screened Cable c/w 3 x 95mm Al Sealed Compression Lugs & 1 x 35mm Tinned Cu Compression Lug | U/G Equipment
000104616 | TERMINATION KIT,ELECTRICAL CABLE | Outdoor, 66kV, 240-1200mm2 Cu, 1 Core, 38/66kV XLPE Cable, Anti-fog Glazed Porcelain with Insulated Mount, for Max System Voltage of 72.5kV with BIL of | U/G Equipment
000156502 | TERMINATION KIT,ELECTRICAL CABLE | Indoor, 150mm2, 22kV, 1 Core Cable, Heatshrink Term Kit | U/G Equipment
000022044 | TERMINATION KIT,ELECTRICAL CABLE | Outdoor, 76/132kV, 1600mm2, 1C Milliken Stranding, WB Cu/XLPE/WBT/CorrCu Sheath/MDPE c/w Graphite Coating | U/G Equipment
000155611 | TERMINATION KIT,ELECTRICAL CABLE | Outdoor, 11kV, 35/50mm2, 3 Core XLPE Cable | U/G Equipment
002400932 | TERMINATION KIT,ELECTRICAL CABLE | Indoor, for 11kV, 3 Core, 240mm2, Al, XLPE Cable c/w Solvent Wipes | U/G Equipment
002458826 | TERMINATION KIT,ELECTRICAL CABLE | Indoor/Outdoor, 33kV, 1 Core, Al, 630mm2 LAS c/w SICON Shearhead Lugs, suit Olex Cable XNSP32SB001CXAA w/out Outerjacket & Cu Screen | Substation
002403531 | TERMINATION KIT,ELECTRICAL CABLE | Indoor/Outdoor, LV, Heatshrink, for Paper Lead Cable with 3 x 70mm2 Phase Cores & 35mm2 Neutral Core | U/G Equipment
002406127 | TERMINATION KIT,ELECTRICAL CABLE | Underground, Outdoor, 11kV, 95-185mm2 3 Core, Paper Lead Alloy, Screened or Belted, Armoured or Non-armoured | U/G Equipment
000155638 | TERMINATION KIT,ELECTRICAL CABLE | Outdoor, for 11/11kV, 3 Core, 16-25mm2, Screened, Paper Lead Cable, 800mm Lg | U/G Equipment
002405116 | TERMINATION KIT,ELECTRICAL CABLE | Indoor, for 11kV, 3 Core, 95mm2, Al, XLPE Insulated Cu Wire Screened Cable c/w 3 x 95mm Al Sealed Compression Lugs & 1 x 35mm Tinned Cu Compression Lug | U/G Equipment
000155719 | TERMINATION KIT,ELECTRICAL CABLE | Indoor, Heatshrink, 35/50mm2, 3 Core Al, 6.35/11kV XLPE Cable, Tail 600mm Lg, | U/G Equipment
002484616 | TERMINATION KIT,ELECTRICAL CABLE | Outdoor, 76/132kV, 1C, 1600mm2 Stranded Segmental Milliken WB Cu, XLPE/WBT/ CorrCu Sheath(40kA/0.5Sec)/MDPE, Graphite Coating | U/G Cables & Accsry Equip
002481489 | TERMINATION KIT,ELECTRICAL CABLE | Outdoor, 76/132kV, 1C, 1600mm2 Stranded Segmental Milliken WB Cu, XLPE/OF/WBT/ CAS(40kA/0.5Sec)/MDPE, Graphite Coating | U/G Cables & Accsry Equip
002484574 | TERMINATION KIT,ELECTRICAL CABLE | Outdoor, 76/132kV, 1C, 1200mm2 Stranded Segmental Milliken WB Cu, XLPE/WBT/CAS (40kA/0.5Sec)/MDPE, Graphite Coating | U/G Cables & Accsry Equip
002481471 | TERMINATION KIT,ELECTRICAL CABLE | Outdoor, 76/132kV, 1C, 1200mm2 Stranded Segmental Milliken WB Cu, XLPE/OF/WBT/ CorrCu Sheath(40kA/0.5Sec)/MDPE, Graphite Coating | U/G Cables & Accsry Equip
002484533 | TERMINATION KIT,ELECTRICAL CABLE | Outdoor, 76/132kV, 1C, 800mm2 Stranded Segmental Milliken WB Cu, XLPE/WBT/ CorrCu Sheath(40kA/0.5Sec)/MDPE, Graphite Coating | U/G Cables & Accsry Equip
002481463 | TERMINATION KIT,ELECTRICAL CABLE | Outdoor, 76/132kV, 1C, 1200mm2 Stranded Segmental Milliken WB Al, XLPE/OF/WBT/ CAS(25kA/1Sec)/LLDPE/Nyl/MDPE, Graphite Coating | U/G Cables & Accsry Equip
002405016 | TERMINATION KIT,ELECTRICAL CABLE | Outdoor (SWER) Heatshrink, for 19/33kV, 1 Core, 50mm2, XLPE/PVC Screened Cable required for Single Phase | U/G Equipment
000156728 | TERMINATION KIT,ELECTRICAL CABLE | 11kV, 95mm2, 3 Core Cable, suitable for Connecting to Magnefix Switchgear | U/G Equipment
002400946 | TERMINATION KIT,ELECTRICAL CABLE | Magnefix, Cable Connection Kit, Pin Type, for Hazemeyer Transformer, for 16 to 95mm2 Cu 3 x 1 core screened XLPE/PVC Cable, C/W Single Core Tubes, | U/G Equipment
002400922 | TERMINATION KIT,ELECTRICAL CABLE | Transformer Cable, 1 Core 16-70mm2, Cu C Clamp | U/G Equipment
002461754 | TERMINATION KIT,ELECTRICAL CABLE | Preformed Helical, FT, suit Short Span, ADSS 96 Optical Fibre Cable, 14.7-15.3mm Dia c/w Clevis Thimble, Support Rod, Ext Link & Helical | O/Head Line
002400965 | TERMINATION KIT,ELECTRICAL CABLE | Sleeve Bushing, HV Right Angle Heat Shrinkable, 10 - 35 mm2 Cable, 3 Per Set | U/G Equipment
002400968 | TERMINATION KIT,ELECTRICAL CABLE | Sleeve Bushing HV Right Angle Heat Shrinkable, 50 - 95 mm2 Cable, 3 Per Set | U/G Equipment
002494151 | TERMINATION KIT,ELECTRICAL CABLE | Outdoor, 22kV, 400mm2 Al, 1 Core XLPE c/w Heat Shrink Cable Term Kit, Solvent Wipes, Cable Core Lugs, Cable Screen Lugs | U/G Equipment
002491926 | TERMINATION KIT,ELECTRICAL CABLE | LV Pillar Termination, Heatshrink, suit 25mm2 4 Core WB Al XLPE/PVC, c/w 3 x Bi-Metal Stalk Lugs & 225mm2 Al Lug | U/G Equipment
002491918 | TERMINATION KIT,ELECTRICAL CABLE | LV In/Out Termination, Heatshrink, suit 25mm2 4 Core WB AL XLPE/PVC, c/w Bi-Metal Narrow Palm Shear Bolt Lugs | U/G Equipment
002484491 | TERMINATION KIT,ELECTRICAL CABLE | Outdoor, 76/132kV, 1C, 400mm2 Stranded Compacted Circ WB Cu, XLPE/WBT/ CorrCu Sheath(40kA/0.5Sec)/MDPE, Graphite Coating | U/G Cables & Accsry Equip
002481448 | TERMINATION KIT,ELECTRICAL CABLE | Outdoor, 76/132kV, 1C, 630mm2 Stranded Compacted Circ WB Al, XLPE/WBT/ CAS(25kA/1Sec)/LLDPE/Nyl/MDPE, Graphite Coating | U/G Cables & Accsry Equip
002481455 | TERMINATION KIT,ELECTRICAL CABLE | Outdoor, 76/132kV, 1C, 630mm2 Stranded Compacted Circ WB Al, XLPE/OF/WBT/ CAS(25kA/1Sec)/LLDPE/Nyl/MDPE, Graphite Coating | U/G Cables & Accsry Equip
000156600 | TERMINATION KIT,ELECTRICAL CABLE | Outdoor, 0.6/1kV, 240mm2, 4 Core, XLPE, Kit c/w Colour Codings | U/G Equipment
002400930 | TERMINATION KIT,ELECTRICAL CABLE | Indoor, for 11kV, 3 Core, 35mm2, Al, XLPE Cable c/w Solvent Wipes | U/G Equipment
000156610 | TERMINATION KIT,ELECTRICAL CABLE | Indoor, Heatshrink, suit 4 Core, 240mm2, XLPE, 0.6kV to 1kV Cable Kit, No 4-Way Break-out Required (scm) | U/G Equipment
002405115 | TERMINATION KIT,ELECTRICAL CABLE | Outdoor, 11kV, 240mm, Al, 3 Core, XLPE Insulated Cu Wire Screened Cable c/w 3 x 240mm Al Sealed Compression Lugs for Conductor & 1 x 95mm Tinned-Cu | U/G Equipment
002461663 | TERMINATION KIT,ELECTRICAL CABLE | Outdoor, 19.1/33kV, 300mm2 Al, 1 Core TR-XLPE Cable, Insect Protected (3 per set) c/w Heat Shrink Cable Term Kit, Solvent Wipes, Cable Core & Screen | U/G Equipment
002461655 | TERMINATION KIT,ELECTRICAL CABLE | Outdoor, 19.1/33kV, 50mm2 Al, 1 Core TR-XLPE Cable, Insect Protected (3 per set) c/w Heat Shrink Cable Term Kit, Solvent Wipes, Cable Core & Screen | U/G Equipment
000022043 | TERMINATION KIT,ELECTRICAL CABLE | GIS, 76/132kV, 1600mm2, 1C Milliken Stranding, WB Cu/XLPE/WBT/CorrCu Sheath/MDPE c/w Graphite Coating | U/G Cables & Accsry Equip
002461648 | TERMINATION KIT,ELECTRICAL CABLE | Outdoor, 11kV, 400mm2 Al Triplex or 400mm2 Cu (3x1C) XLPE Cable, Insect Protected c/w Heat Shrink Cable Term Kit, Cable Core & Screen Lugs (scm) | U/G Equipment
002461630 | TERMINATION KIT,ELECTRICAL CABLE | Outdoor, 11kV, 185mm2 Al & 240mm2 Cu, Triplex XLPE Cable, Insect Protected c/w Heat Shrink Cable Term Kit, Solvent Wipes, 95-240mm Cable Core Mechanical | U/G Equipment
002461622 | TERMINATION KIT,ELECTRICAL CABLE | Outdoor, 11kV, 35mm2 Al, Triplex TR-XLPE Cable, Insect Protected c/w Heat Shrink Cable Term Kit, Solvent Wipes, 25-95mm Cable Core Mechanical & Screen Crimp | U/G Equipment
002461614 | TERMINATION KIT,ELECTRICAL CABLE | Indoor, 11kV, 400mm2 Al Triplex & 400mm2 Cu (3x1C) XLPE Cable, Insect Protected, for 11kV ABB SafeLink RMU c/w Heat Shrink Cable Term Kit, Bushing | U/G Equipment
002461606 | TERMINATION KIT,ELECTRICAL CABLE | Indoor, 11kV, 185mm2 Al & 240mm2 Cu, Triplex XLPE Cable, Insect Protected, fo 11kV ABB SD Series Switchgear c/w Heat Shrink Cable Term Kit, Bushing | U/G Equipment
002461598 | TERMINATION KIT,ELECTRICAL CABLE | Indoor, 11kV, 185mm2 Al & 240mm2 Cu, TR-XLPE Cable, Insect Protected, for 11kV ABB SafeLink RMU c/w Heat Shrink Cable Term Kit, 95-240mm Cable Core | U/G Equipment
002461580 | TERMINATION KIT,ELECTRICAL CABLE | Indoor, 11kV, 185mm2 Al or 240mm2 Cu, Triplex XLPE Cable, for 11kV Magnefix MD Series RMU & SFU c/w Heat Shrink Cable Term Kit, Solvent Wipes, Holec | U/G Equipment
002461572 | TERMINATION KIT,ELECTRICAL CABLE | Indoor, 11kV, 35mm2 Al, Triplex TR-XLPE Cable, Insect Protected, 11kV Magnefix MD Series RMU c/w Heat Shrink Cable Term Kit, Holec 502.0047/3 Connection Kit, | U/G Equipment
002461564 | TERMINATION KIT,ELECTRICAL CABLE | Indoor, 11kV, 35mm2 Al, Triplex TR-XLPE Cable, Insect Protected, 11kV ABB SD Series RMU c/w Heat Shrink Cable Term Kit, Bush Insulation, 25-95mm Cable Core | U/G Equipment
002461556 | TERMINATION KIT,ELECTRICAL CABLE | Indoor, 11kV, 35mm2 Al, Triplex TR-XLPE Cable, Insect Protected, 11kV ABB SafeLink RMU c/w Heat Shrink Cable Term Kit, 25-95mm Cable Core Mechanical & | U/G Equipment
002481323 | TERMINATION KIT,ELECTRICAL CABLE | Outdoor, 38/66kV, 1000mm Stranded Segmental Milliken WB Al, XLPE/OFC/WBT/ CAS(25kA/1Sec)/LLDPE/Nyl/MDPE, Graphite Coating | U/G Cables & Accsry Equip
002481315 | TERMINATION KIT,ELECTRICAL CABLE | Outdoor, 38/66kV, 1C, 1000mm2 Stranded Segmental Milliken WB Al, XLPE/WBT/ CAS(25kA/1Sec)/LLDPE/Nyl/MDPE, Graphite Coating | U/G Cables & Accsry Equip
002481307 | TERMINATION KIT,ELECTRICAL CABLE | Outdoor, 38/66kV, 630mm Stranded Compacted Circ WB Cu, XLPE/OFC/WBT/CAS (25kA/1Sec)/LLDPE/Nyl/MDPE, Graphite Coating | U/G Cables & Accsry Equip
002481299 | TERMINATION KIT,ELECTRICAL CABLE | Outdoor, 38/66kV, 1C, 630mm2 Stranded Compacted Circ WB Cu, XLPE/WBT/CAS (25kA/1Sec)/LLDPE/Nyl/MDPE, Graphite Coating | U/G Cables & Accsry Equip
002481281 | TERMINATION KIT,ELECTRICAL CABLE | Outdoor, 38/66kV, 1C, 300mm2 Stranded Compacted Circ WB Cu, XLPE/WBT/CAS/ LLDPE/Nyl/MDPE, Graphite Coating | U/G Cables & Accsry Equip
002407243 | TERMINATION KIT,ELECTRICAL CABLE | Aerial c/w Earth, 1.5m Earth Bond Lead & No Shackle, suit 14.0mm CC-38/48/551, ETS 11-09-01 | Line Hardware
002407242 | TERMINATION KIT,ELECTRICAL CABLE | Aerial c/w Earth, 1.5m Earth Bond Lead & No Shackle, suit 11.4mm CC-30/30/449 OPGW, ETS 11-09-01 (scm) | Line Hardware
002434728 | TERMINATION KIT,ELECTRICAL CABLE | Outdoor, 33kV, suit Terminating 19/33kV XLPE Insulated 630mm Cu, 1 Core Cable, Porcelain, incl Stalk Lug, Term Kit & Filling Compound, to incl Instructions | U/G Equipment
002406991 | TERMINATION KIT,ELECTRICAL CABLE | Outdoor, 0.6/1kV, 16mm2, 4 Core XLPE Cable, Insect Protected c/w 4-Way Glove, 4 x Tubing, Red White & Blue Colour Coding, 4 x 16mm2 Cu Crimp Links, | U/G Equipment
002427359 | TERMINATION KIT,ELECTRICAL CABLE | Indoor, LV, 4mm2 - 16mm2 Cu, Neutral Screened PVC Insulated, NJ, Insect Protected, PVC Sheathed Cable, Crimp Connectors, ETS14-02-01 (scm) | U/G Equipment
000104285 | TERMINATION KIT,ELECTRICAL CABLE | Outdoor, 22kV, 185mm2 Al, Triplex XLPE Cable (1C wound 3 in hand) c/w Cold Shrink Cable Term Kit, Solvent Wipes, Cable Core Lugs, Screen Lug, | U/G Equipment
002429884 | TERMINATION KIT,ELECTRICAL CABLE | Outdoor, 22kV, 35mm2 Al, Triplex TR-XLPE Cable (1C wound 3 in hand), Insect Protected c/w Cold Shrink Cable Term Kit, Solvent Wipes, Cable Core & Screen | U/G Equipment
002430122 | TERMINATION KIT,ELECTRICAL CABLE | Indoor, 11kV, 35mm2, Al, Triplex (1C wound 3 in hand) TR-XLPE Cable, 11kV Magnefix MD Series RMU & SFU c/w Cable Term Kit, Holec 502.0047/3 Connection | U/G Equipment
002400923 | TERMINATION KIT,ELECTRICAL CABLE | 300mm2 Cu/Al Ply | U/G Equipment
002461762 | TERMINATION KIT,ELECTRICAL CABLE | Preformed Helical, FT, suit Long Span, ADSS 96 Optical Fibre Cable, 17.0-17.9mm Dia c/w Clevis Thimble, Support Rod, Ext Link & Helical | O/Head Line
000104477 | TERMINATION KIT,ELECTRICAL CABLE | Outdoor, 22kV, 630mm2 Al, 1 Core XLPE Cable c/w Cold Shrink Cable Term Kit, Solvent Wipes, Cable Core Lugs, Cable Screen Lugs, ETS14-02-01 (scm) | U/G Equipment
000104494 | TERMINATION KIT,ELECTRICAL CABLE | 11kV, 35mm2; Al Triplex (1C wound 3 in hand) XLPE Cable Insect Protected, for 11kV Magnefix MD Series RMU c/w Cable Term Kit, Holec 502.0047/3 Connection | U/G Equipment
000104523 | TERMINATION KIT,ELECTRICAL CABLE | Preformed Helical, FT, suit Short Span, ADSS 36/48 Optical Fibre Cable, 13.8-14.6mm Dia c/w Clevis Thimble, Support Rod, Ext Link & Helical | O/Head Line
000020428 | TERMINATION KIT,ELECTRICAL CABLE | Indoor, 11kV, 3 Ph, 95mm2 Cu, PLY/HDPE & PLYSWS Cable, Heatshrink, 650mm Min Tail Lengths, c/w Compression Lugs, AS/NZS 4805 Part 2 | U/G Equipment
002478741 | TERMINATION KIT,ELECTRICAL CABLE | LV, 4C Al to OH Bundle Box + Neutral, c/w Mechanical Lugs, Breakout Boot, Heatshrinks, & Instructions | U/G Equipment
002405114 | TERMINATION KIT,ELECTRICAL CABLE | Indoor, for 11kV, 3 Core, 240mm2, Al, XLPE Insulated Cu Wire Screened Cable c/w 3 x 240mm Al Sealed Compression Lugs & 1 x 95mm Tinned Cu Compression Lug | U/G Equipment
000104524 | TERMINATION KIT,ELECTRICAL CABLE | Preformed Helical, FT, suit Long Span, ADSS 36/48 Optical Fibre Cable, 18.0-18.9mm Dia c/w Clevis Thimble, Support Rod, Ext Link & Helical | O/Head Line
000156494 | TERMINATION KIT,ELECTRICAL CABLE | Indoor, for 11kV, 3 Core, 240mm2, XLPE Cable Termination, suit IIN1636253 | U/G Equipment
002404266 | TERMINATION KIT,ELECTRICAL CABLE | Outdoor, Coldshrink, for 22kV, 1 Core, 35mm2, Al, XLPE Cable, EE Spec FNQEB35.X.O | U/G Equipment
002406130 | TERMINATION KIT,ELECTRICAL CABLE | Outndoor, Heatshrink, for 11kV, 3 Core, 25mm2, Cu XLPE, Insulated Cable | U/G Equipment
002406086 | TERMINATION KIT,ELECTRICAL CABLE | Indoor, LV HS PLYSW, 4 Core, 185mm2 | U/G Equipment
002405122 | TERMINATION KIT,ELECTRICAL CABLE | Outdoor, Heatshrink, 19/33kV, 1 Core (set of 3 Cores), 630mm, PLWSW Cable (kit to be supplied with each core packaged separately) | U/G Equipment
002400928 | TERMINATION KIT,ELECTRICAL CABLE | 11kV, 240mm2, 3 Core Cable, to suit Connecting to Magnefix Switchgear | U/G Equipment
002480978 | TERMINATION KIT,ELECTRICAL CABLE | Outdoor, 132kV, 300mm2 Cu, XLPE Cable, Self-Sup Termination c/w Composite Insulator | U/G Equipment
002478808 | TERMINATION KIT,ELECTRICAL CABLE | Outdoor, 72kV, 630mm2, XLPE, Heatshrink | U/G Equipment
002478626 | TERMINATION KIT,ELECTRICAL CABLE | Fibre Optic Splice Kit suits FEV72-V & FEV72-P Terminations, DWG 3.7 0425-00 | U/G Equipment
002406129 | TERMINATION KIT,ELECTRICAL CABLE | Indoor, Heatshrink, for 11kV, 3 Core, 25mm2, Cu XLPE, Insulated Cable | U/G Equipment
002406124 | TERMINATION KIT,ELECTRICAL CABLE | Indoor, Heatshrink, for 11kV, 3 Core, 50-70mm2, Cu PLYSWS, Screened Cable | U/G Equipment
000156598 | TERMINATION KIT,ELECTRICAL CABLE | Outdoor, 0.6/1kV, 120mm2, 4 Core, XLPE, Kit c/w Colour Codings | U/G Equipment
000156576 | TERMINATION KIT,ELECTRICAL CABLE | Outdoor, for 22kV, 3 Core, 35mm2, XLPE Insulated Cable Termination, suit IIN1636259 | U/G Equipment
002400953 | TERMINATION KIT,ELECTRICAL CABLE | Indoor, HV HS 300mm2 Belted or Screened, 3 Core PLYSWS c/w Solvent Wipes, (Less the Bushing Seeves) | U/G Equipment
002406126 | TERMINATION KIT,ELECTRICAL CABLE | Underground, Indoor, 11kV, 95-185mm2 3 Core, Paper Lead Alloy, Screened or Belted, Armoured or Non-armoured | U/G Equipment
000104293 | TERMINATION KIT,ELECTRICAL CABLE | Outdoor, LV, 240mm2 Al, 4 Core Sector XLPE Cable, Insect Protected c/w Cable Term Kit, Solvent Wipes, Crimp Cable Lugs, ETS14-02-01 (scm) | U/G Equipment
002434132 | TERMINATION KIT,ELECTRICAL CABLE | Outdoor, 0.6/1kV, 50mm2, 4 Core XLPE Cable, NJ, Insect Protected c/w Heat Shrink, 4-Way Glove, 4 x Tubing, Red White & Blue Colour Coding, | U/G Equipment
002435980 | TERMINATION KIT,ELECTRICAL CABLE | Outdoor, 36kV, 630mm2, Cu, 1 Core, XLPE Cable, Lead Sheath Custom, 3 Ph Kit, Silicon Termination c/w Termination Kit, Filling Compound & Instructions, | U/G Equipment
002433027 | TERMINATION KIT,ELECTRICAL CABLE | Underground, LV, 120mm2 Stranded, Al, 1 Core, XLPE, 35mm Reduced Cu Neutral Screen, PVC Sheath, Nylon Jacket c/w Compression Lugs (Cu-Al) (scm) | U/G Equipment
000155594 | TERMINATION KIT,ELECTRICAL CABLE | Outdoor, 6.35/11kV, 3 Core, 95mm2, XLPE Cable Termination, suit IIN1636250 | U/G Equipment
000156574 | TERMINATION KIT,ELECTRICAL CABLE | Indoor, for 22kV, 3 Core, 35mm2, Cable Termination, suit IIN1636259 | U/G Equipment
000156496 | TERMINATION KIT,ELECTRICAL CABLE | Outdoor, for 11kV, 3 Core, 240mm2, XLPE Cable Termination, suit IIN1636253 | U/G Equipment
000155592 | TERMINATION KIT,ELECTRICAL CABLE | Indoor, for 6.35/11kV, 3 Core, 95mm2, XLPE Cable Termination, suit IIN1636250 | U/G Equipment
002400931 | TERMINATION KIT,ELECTRICAL CABLE | Indoor, for 11kV, 3 Core, 95mm2, Al, XLPE Cable c/w Solvent Wipes | U/G Equipment
002400958 | TERMINATION KIT,ELECTRICAL CABLE | HV 16mm2, 3 Core Ply, SWS c/w Solvent Wipes, Indoor Heat Shrink | U/G Equipment
000104640 | TERMINATION KIT,ELECTRICAL CABLE | Outdoor, Inverted, 11kV, 35mm2, Al, Triplex (1C wound 3 in hand) XLPE Cable, Insect Protected c/w Cable Term Kit, Solvent Wipes, Cable Core & Screen Lugs, | U/G Equipment
002407308 | TERMINATION KIT,ELECTRICAL CABLE | Underground, 66kV, 630mm2 Cu, XLPE, Lead Sheath, Cu Wire Screen 25kA 1 Sec, Nylon Jacket, PVC/HDPE Sheath (incl Perishable Components, Expiry Date 2 Years After | U/G Equipment
000104451 | TERMINATION PANEL FIBRE OPTIC | Panel Wall Mounted IP Rated Suitable for Termination of up to 60 Fibres To Ergon EPS0069 | U/G Equipment
000430155 | TERMINATION,PREFORMED | FT 19/2.75 SC/GZ (GUY LOK) (scm) (P10) | Line Hardware
000430023 | TERMINATION,PREFORMED | FT, 7/3.25 SC/AC (P20) | Line Hardware
000430015 | TERMINATION,PREFORMED | FT, 7/2.75 SC/AC (P20) (scm) | Line Hardware
002080136 | TERMINATION,PREFORMED | FT, 7/3.40 AAC, 7/.134 AAC "Fly" (Imp) Colour Code Purple (P40) | Line Hardware
002407182 | TERMINATION,PREFORMED | LT, OXYGEN, 19/4.75 AAAC 1120 c/w Thimble, ETS 2005/037/T (SLT) (Limited Tension Only, use Compression Deadend Instead) | Line Hardware
002080128 | TERMINATION,PREFORMED | FT , 7/.110 AAC (Ladybird) Colour Code Red (P50) | Line Hardware
000430228 | TERMINATION,PREFORMED | FT, 7/2.75 SC/GZ, "GUY LOK" | Line Hardware
000430163 | TERMINATION,PREFORMED | FT, 19/2.00 SC/GZ, (GUY LOK) (P40) | Line Hardware
002404033 | TERMINATION,PREFORMED | FT, 7/2.50 AAC (LEO) 7/2.50 AAAC (CHLORINE) Colour Code Blue (P50) (scm) | Line Hardware
002404032 | TERMINATION,PREFORMED | FT, 3/3.25SC/AC (ALWLD) (P30) | Line Hardware
002401296 | TERMINATION,PREFORMED | FT, PICKEREL, Grip Assembly, Colour Code White, Dwg 052-002-RD (P30) | Line Hardware
002080144 | TERMINATION,PREFORMED | FT, 19/3.25 AAC & AAAC Colour Code Orange (P15) | Line Hardware
002407181 | TERMINATION,PREFORMED | FT, 37/3.00 AAAC 1120 Nitrogen. 37/3.00 AAC Saturn, c/w Open Thimble, EQTS 01-09-02 | Line Hardware
002407179 | TERMINATION,PREFORMED | FT, KRYPTON, 19/3.25 AAAC 1120 c/w Open Thimble, ETS 11-09-01 | Line Hardware
002407173 | TERMINATION,PREFORMED | FT, 7/3.25 SC/AC, Left Hand Lay c/w Open Thimble, ETS 11-09-01 | Line Hardware
002407172 | TERMINATION,PREFORMED | FT, 7/3.25 SC/GZ c/w Open Thimble, ETS 11-09-01 | Line Hardware
002407171 | TERMINATION,PREFORMED | FT, 7/2.75 SC/AC, Left Hand Lay c/w Open Thimble, ETS 11-09-01 | Line Hardware
002407170 | TERMINATION,PREFORMED | FT, 7/2.75 SC/GZ c/w Open Thimble, ETS 11-09-01 | Subtransmission
002401748 | TERMINATION,PREFORMED | FT, Neutral Screened Service Fitting for PVC Cu, 7/1.70, 3 & 4 Core, Colour Code Blue (P20) | O/Head Line
000481922 | TERMINATION,PREFORMED | FT, Double Insulated Service Fitting for PVC Cu, 7/1.35 2, 3 & 4 Core, 7/1.75 2 Core, Colour Code Red (P25) | Line Hardware
002407169 | TERMINATION,PREFORMED | FT, 19/2.75 SC/GZ & GY3 Insulator, ETS 11-09-01 | Subtransmission
002403562 | TERMINATION,PREFORMED | FT, 6/1/.161 ACSR/GZ, Racoon, Imp, Colour Code Blue (P50) | O/Head Line
000481957 | TERMINATION,PREFORMED | FT, Double Insulated Service Fitting for PVC Cu, 7/1.70, 3 & 4 Core, Colour Code Yellow (P25) | Line Hardware
000429491 | TERMINATION,PREFORMED | FT, 3/2.75 SC/AC, 3/12 Al Clad Steel (P50) (scm) | Line Hardware
000429394 | TERMINATION,PREFORMED | FT, 19/2.75 SC/GZ, for use on GY4 Insulator, Colour Code White (scm) | Line Hardware
000429386 | TERMINATION,PREFORMED | FT, 7/3.25 or 19/2.00 SC/GZ for use on GY3 Insulator (P20) (scm) | Line Hardware
000429378 | TERMINATION,PREFORMED | FT, 7/2.75 SC/GZ, for use on GY3 Insulator (P20) (scm) | Line Hardware
000429106 | TERMINATION,PREFORMED | FT, QUINCE, 3/4/1.75 ACSR/GZ (P50) | Line Hardware
002405234 | TERMINATION,PREFORMED | FT, 19/.101 HDBC (Imp) (P10) | O/Head Line
002401283 | TERMINATION,PREFORMED | FT, 19/4.75 AAC & AAAC Colour Code Blue (P10) | Line Hardware
002419612 | TERMINATION,PREFORMED | FT, CHERRY, 6/4.75-7/1.60 ACSR/GZ c/w Thimble, ETS 01-09-03 (scm) | O/Head Line
002466688 | TERMINATION,PREFORMED | FT, WHITING & GREYLING, Smooth Body, Grip Assembly, Colour Code Blue (scm) | O/Head Line
002419604 | TERMINATION,PREFORMED | FT, BANANA, 6/1/3.75 ACSR/GZ c/w Thimble, ETS 01-09-03 | O/Head Line
002404028 | TERMINATION,PREFORMED | FT, 3/3.66, 3/3.75 SCAC Left Hand lay | O/Head Line
002418002 | TERMINATION,PREFORMED | Preformed Helical, FT, Short Spans, ADSS 12 Optical Fibre Cable, 13.0-13.7mm Dia c/w Clevis Thimble Extension Link Helical Termination | O/Head Line
002461424 | TERMINATION,PREFORMED | FT, LAMPREY, ACSR, Two Piece, Colour Code White, Dwg 052-022-RD | O/Head Line
002407168 | TERMINATION,PREFORMED | FT, 19/2.75 SC/GZ c/w Open Thimble, ETS 11-09-01 | Subtransmission
002451961 | TERMINATION,PREFORMED | FT, 7/2.75 SC/GZ, 3/3.66mm (3/0.144") Alumoweld, Colour Code Blue | O/Head Line
002401286 | TERMINATION,PREFORMED | FT, 7/0.118 HDC (Imp) (P30) PLP Dwg 056-021-RD | O/Head Line
002419620 | TERMINATION,PREFORMED | FT, GRAPE, 30/7/2.50 ACSR/GZ c/w Thimble, ETS 01-09-03 (scm) | O/Head Line
002430577 | TEST KIT | for LVC Testing c/w Voltage Meter Resistance & Continuity, Red/Black 1.5m Lead Set, Type A Probes & Elephant Clips, 1 x Tele Probe, Adapter, | Electrical Test & Accsry Equip
002483857 | TEST KIT | Rapid Oral Fluid Self-Test (V-Chek) to detect COVID-19 Saliva (Lollipop Test Self-Test Kit), TGA Approved | HS & PPE
002483295 | TEST KIT | Rapid Oral Fluid Self-Test Device, to detect COVID-19 in Saliva, TGA Approved | HS & PPE
000022534 | TEST KIT | Digital Micro Ohm Meter Kit, 4 Terminal, 240V Mains or Battery Powered, 10amp Test Current, Range 0.1 micro-ohm to 2500 micro-ohm | Hardware & Tools
002483832 | TEST KIT | Rapid Antigen Nasal Self-Test Device, to Detect COVID-19 (SARS-CoV-2, Influenza A&B Combo Detection), ARTG approval #443914 (1 Pack contains 5 x Tests) | HS & PPE
000022603 | TEST KIT,ALCOHOL | Disposable Self-Test, Breathalyser, Indicates Blood Alcohol Concentration above or below 0.05 | HS & PPE
000022602 | TEST KIT,DRUG | On-site Oral Fluid Test Kit, used to Detect Drugs in Saliva (Box of 25) | HS & PPE
002479947 | TEST KIT,FUEL CONDITION | ALS Tribology Diesel Fuel Screening | Remote Generation
000022156 | TEST PAPER & CHART,PH | FI1101 Indicator Sticks, pH 0-14 Scale, to Test pH/Alkaline Levels in Waste Water, Cylinder of 100 | Hardware & Tools
000023409 | TEST SET | Interface, Field Test Equip, for NOJA RC10 Controller Testing c/w 10m Unarmoured Control Cable | Switchgear Distribution
002479012 | TEST SET,BATTERY | 6 to 60V DC, 3 mOhms to 3 Ohms, Backlit LCD Screen, 199 x 132 x 60.6mm, Pin Type Lead, Built-In Memory, USB Interface, c/w Carry Case | Electrical Test & Accsry Equip
002479350 | TEST SET,METER | Portable Test System, 1 Ph, Class 0.2, 10V to 300V, 1mA to 120A, 60VA, 273 x 247 x 178mm, 300V Cat III, for 1Ph meter types in EQL | Meters
002479343 | TEST SET,METER | Portable Test System, 3 Ph, Class 0.2, 10V to 300V, 1mA to 16A, 15VA per Phase, 273 x 247 x 178mm, 300V Cat III, for all meter types in EQL | Meters
002449361 | TEST SET,VOLTAGE INJECTION | IES Testing, Variable Output, 200-260V, 20A Max Current Sink, IP54 Cat III 300V | Electrical Test & Accsry Equip
002480010 | TEST STRIPS | Hydrocarbon Screening, for Waste Water Testing | Remote Generation
002493179 | TESTER | MT575 Digital 10kV HV Insulation Tester, CAT IV 600V & CAT III 1000V, Insulation Test Range from 1000V to 10,000V | Electrical Test & Accsry Equip
002498863 | TESTER | Fluke 393FC 1500V Solar Clampmeter with Case | Electrical Test & Accsry Equip
002491801 | TESTER | Live Line Rope Tester, Magnetic Base | Hardware & Tools
002497188 | TESTER | MIT330, 1kV Insulation & Continuity Tester, Digital/Analogue Backlit Display & Range Selection, Adjustable Limits, Switch Test Probe, Test Result Storage, | Hardware & Tools
002491751 | TESTER | DV-Power CAT-P Circuit Breaker Analyser & Timer c/w Mini USB Cable, USB Stick, Touch Pen, Transport Case | Hardware & Tools
002429330 | TESTER,CABLE IDENTIFICATION | Cable Core Identifier c/w Diode & Leads, Used for the Identification of Cores in De-energised Underground Cable | Hardware & Tools
002476786 | TESTER,CABLE IDENTIFICATION | LV Cable Tracer Amplifier Probe | Tools & Equipment
000022605 | TESTER,ELECTRICAL LEAKAGE | PROVA 23;MEASURES ACTIVE (W,KW,HP); REACTIVE (VAR,KVAR) & APPARENT (VA, KVA) POWER;POWER FACTOR (PF);PHASE ANGLE; ENERGY (WH,KWH) & 1 TO 99TH HARMONICS; | Hardware & Tools
002474583 | THERMOMETER,CLINICAL,HUMAN | Infared Forehead Thermometer, Non-Contact Measurement, Medical 32.02-42.2. | Electrical Test & Accsry Equip
000016340 | THERMOMETER,INDICATING,CAPILLARY TUBE | AND BULB Measuring & Switching Range, 4 Switches, 10m Capillary Tube with Bulb for 1 In BSP, c/w Resistance PT 100 OHM @ 0 Deg c | Tools & Equipment
000016339 | THERMOMETER,INDICATING,CAPILLARY TUBE | AND BULB Measuring & Switching Range, 4 Switches, 10m Capillary Tube with Bulb for 1 In BSP, c/w Built In Thermal Image | Tools & Equipment
002456051 | THERMOMETER,INDICATING,INFRARED | Precise Non-contact, 190 x 111 x 48mm, Temp Range -32...380 Deg C, Backlit LCD, Hand Held c/w Type K Temp Probe, Carry Case & Operating Manual (scm) | Tools & Equipment
002462331 | THERMOMETER,INDICATING,RESISTANCE | RTD PT100 Sensor, 6 x 50mm S/Steel Sheath Stem Tip mounted on 25 x 25mm S/Steel Surface Pad c/w 30m Lg, 3 Core Teflon Extension Lead, Dwg 8400 | U/G Equipment
002462349 | THERMOMETER,INDICATING,RESISTANCE | RTD PT100 Sensor, 6 x 50mm S/Steel Sheath Stem Tip mounted on 25 x 25mm S/Steel Surface Pad c/w 50m Lg, 3 Core Teflon Extension Lead, Dwg 8400 | U/G Equipment
002462356 | THERMOMETER,INDICATING,RESISTANCE | RTD PT100 Sensor, 6 x 50mm S/Steel Sheath Stem Tip mounted on 25 x 25mm S/Steel Surface Pad c/w 75m Lg, 3 Core Teflon Extension Lead, Dwg 8400 | U/G Equipment
002462364 | THERMOMETER,INDICATING,RESISTANCE | RTD PT100 Sensor, 6 x 50mm S/Steel Sheath Stem Tip mounted on 25 x 25mm S/Steel Surface Pad c/w 100m Lg, 3 Core Teflon Extension Lead, Dwg 8400 | U/G Equipment
001845527 | THERMOMETER,SELF-INDICATING | Liquid in Glass, -20 to 50C, Hanging hole for suspending from conductor | Tools & Equipment
002469054 | THERMOSTAT HOUSING | for Scania Engine, DC13 Mechanical Parts | Remote Generation
002469070 | THERMOSTAT,FLOW CONTROL | 75 Degree, Engine Cooling System, Scania DC13 Mechanical Parts | Remote Generation
002462901 | THERMOSTAT,FLOW CONTROL | 76 Degree, Engine Cooling System, Hino JO8 Mechanical Parts | Remote Generation
000482791 | THIMBLE | 16mm, Open Ended, ETS 01-01-01 Dwg 01-14-01 (P50) (scm) | Forged Fittings
002404829 | THIMBLE | 20mm, Open Ended, Dwg 01-14-01 (P50) | Forged Fittings
002404055 | THIMBLE | 12mm | Galv Products
001728520 | THIMBLE EYENUT | M24, Galv, QESI 25/97 Item 49, Dwg 01-14-05 (P15) (scm) | O/Head Line
002400669 | THIMBLE,ROPE | Galv, suit 10mm Dia Rope, Dwg 01-14-01 (P50) | Forged Fittings
002465904 | THIMBLE,ROPE | 16mm, Open Ended, 25mm Opening, Internal Wire Width min 21mm, S/Steel Gde 316 | Stainless Steel
002400670 | THIMBLE,ROPE | Galv, suit 12mm Dia Rope, Dwg 01-14-01 (P50) | Forged Fittings
002402158 | THINNER,PAINT PRODUCTS | Lacquer, General Purpose Automotive & Industrial, 4L (P4) | Dangerous Goods
000104245 | TIE,PREFORMED | Top, Neck Dia 76mm, 7/4.75 AAC, Moon Unarmoured, (scm) (P50) | Line Hardware
002402771 | TIE,PREFORMED | Top, Neck Dia 76mm, 16mm2, Polydrop Unarmoured (P40) | Line Hardware
000104242 | TIE,PREFORMED | Top, Neck Dia 112mm, 19/3.75 AAC, Pluto Unarmoured, (scm) (P50) | Line Hardware
000104244 | TIE,PREFORMED | Top, Neck Dia 112mm, 7/4.75 AAC, Moon Unarmoured, (scm) (P50) | Line Hardware
000104243 | TIE,PREFORMED | Top, Neck Dia 76mm, 19/3.75 AAC, Pluto Unarmoured, (scm) (P50) | Line Hardware
000104223 | TIE,PREFORMED | Side, Neck Dia 76mm, 19/3.75 AAC, Pluto Unarmoured, (scm) (P40) | Line Hardware
000104224 | TIE,PREFORMED | Side, Neck Dia 112mm, 3/2.75 SC/AC Armoured, (scm) (P50) | Line Hardware
000104232 | TIE,PREFORMED | Side, Neck Dia 112mm, 7/3.00 AAC, Libra Unarmoured, (scm) (P50) | Line Hardware
000104231 | TIE,PREFORMED | Side, Neck Dia 76mm, 7/3.00 AAC & AAAC 4/3/3.00 ACSR 6/1/3.00 ACSR, Armoured (scm) (P40) | Line Hardware
000104230 | TIE,PREFORMED | Side, Neck Dia 112mm, 7/3.00 AAC & AAAC 4/3/3.00 ACSR 6/1/3.00 ACSR, Armoured (scm) (P40) | Line Hardware
000104229 | TIE,PREFORMED | Side, Neck Dia 76mm, 7/2.50 AAC & AAAC 3/4/2.50 ACSR 6/1/2.50 ACSR, Armoured (scm) (P50) | Line Hardware
000104228 | TIE,PREFORMED | Side, Neck Dia 112mm, 7/2.5 AAC & AAAC 3/4/2.50 ACSR 6/1/2.50 ACSR Armoured (scm) | Line Hardware
000104227 | TIE,PREFORMED | Side, Neck Dia 76mm, 3/2.75 SC/GZ 3/12 Steel, Armoured, (scm) (P50) | Line Hardware
000104226 | TIE,PREFORMED | Side, Neck Dia 112mm, 3/2.75 SC/GZ 3/12 Steel, Armoured, (scm) (P50) | Line Hardware
000104225 | TIE,PREFORMED | Side, Neck Dia 76mm, 3/2.75 SC/AC Armoured, (scm) (P50) | Line Hardware
000104221 | TIE,PREFORMED | Side, Neck Dia 76mm, 19/3.75 AAC, Pluto Armoured (P40) (scm) | Line Hardware
002443877 | TIE,PREFORMED | Side, 120mm2, 11kV, CCT, Non Metallic Heliformed, UV Stabilised PVC (scm) | Line Hardware
002439776 | TIE,PREFORMED | Side, Neck Dia 54mm, Tyguard, 3/2.75 SC/AC, Armoured (P50) (scm) | Line Hardware
002434017 | TIE,PREFORMED | Side, Neck Dia 54mm Insulator, 7/2.75 SC/GZ OHEW, Armoured (scm) | Line Hardware
002401808 | TIE,PREFORMED | Side, Neck Dia 76mm, Conductor 27.8mm-31.4mm, (scm) | Line Hardware
000105090 | TIE,PREFORMED | Side, Neck Dia 54mm Insulator, 7/3.25 SC/AC, Armoured (scm) | Line Hardware
000105089 | TIE,PREFORMED | Side, Neck Dia 54mm Insulator 6/1/3.75 ACSR "BANANA" Armoured (scm) | Line Hardware
000104379 | TIE,PREFORMED | Side, Neck Dia 76mm, 7/2.50 AAC & AAAC 3/4/2.50 ACSR 6/1/2.50 ACSR, Unarmoured (scm) | Line Hardware
000104378 | TIE,PREFORMED | Side, Neck Dia 112mm, 7/2.50 AAC & AAAC 3/4/2.50 ACSR 6/1/2.50 ACSR, Unarmoured (scm) | Line Hardware
000104233 | TIE,PREFORMED | Side, Neck Dia 76mm, 7/3.00 ACC, Libra Unarmoured, (scm) (P50) | Line Hardware
000104241 | TIE,PREFORMED | Side, Neck Dia 76mm, 7/4.75 AAC, Moon, Unarmoured, (scm) (P50) | Line Hardware
002439784 | TIE,PREFORMED | Side, Neck Dia 54mm, Tyguard, 4/3/3.00 ACSR, Armoured (P50) (scm) | Line Hardware
000104240 | TIE,PREFORMED | Side, Neck Dia 112mm, 7/4.75 AAC, Moon Unarmoured, (scm) (P50) | Line Hardware
000104239 | TIE,PREFORMED | Side, Neck Dia 76mm, 7/4.75 AAC & AAAC 6/4.75+7/1.60 ACSR, Armoured (scm) (P40) | Line Hardware
000104238 | TIE,PREFORMED | Side, Neck Dia 112mm, 7/4.75 AAC & AAAC 6/4.75+7/1.60 ACSR, Armoured (scm) (P30) | Line Hardware
000104237 | TIE,PREFORMED | Side, Neck Dia 76mm, 7/3.75 AAC, Mars Unarmoured, (scm) (P50) | Line Hardware
000104235 | TIE,PREFORMED | Side, Neck Dia 76mm, 7/3.75 AAC & AAAC 6/1/3.75 ACSR 6/1/.161 ACSR/GZ (Imp) Armoured, (scm) (P40) | Line Hardware
000104234 | TIE,PREFORMED | Side, Neck Dia 112mm, 7/3.75 AAC & AAAC 6/1/3.75 ACSR 6/1/.161 ACSR/GZ (Imp) Armoured, (scm) (P35) | Line Hardware
000104236 | TIE,PREFORMED | Side, Neck Dia 112mm, 7/3.75 AAC, Mars Unarmoured, (scm) (P50) | Line Hardware
000105091 | TIE,PREFORMED | Side, Neck Dia 54mm Insulator, 7/3.25 SC/GZ, Armoured (scm) | O/Head Line
000104192 | TIE,PREFORMED | Top, Neck Dia 76mm, 3/2.75 SC/AC Armoured, (scm) (P50) | Line Hardware
000431569 | TIE,PREFORMED | Tygard Assembly, 7/3.25 SC/GZ c/w Sheave with 22mm Bore & Filler Rods for OHEW | O/Head Line
002419679 | TIE,PREFORMED | Top, Neck Dia 76mm "Nitrogen" 37/3.00 AAAC 1120 UnArmoured, (scm) (P50) | Line Hardware
002419661 | TIE,PREFORMED | Top, Neck Dia 76mm "Neon" 19/3.75 AAAC 1120 UnArmoured, (scm) (P50) | Line Hardware
002419653 | TIE,PREFORMED | Top, Neck Dia 76mm "Grape" 30/7/2.50 AAAC 1120 UnArmoured, (scm) (P50) | Line Hardware
002419638 | TIE,PREFORMED | Top, Neck Dia 76mm "Nitrogen" 37/300 AAAC 1120 Armoured, (scm) (P50) | Line Hardware
002401838 | TIE,PREFORMED | Top, Neck 76mm Dia, 30/7/2.50 ACSR, Grape, Armoured (scm) | Line Hardware
002401809 | TIE,PREFORMED | Top, Neck Dia 76mm, Conductor 27.8mm-31.4mm, (scm) | Line Hardware
000104380 | TIE,PREFORMED | Top, Neck Dia 112mm, 7/2.50 AAC & AAAC 3/4/2.50 ACSR 6/1/2.50 ACSR, Unarmoured (scm) | Line Hardware
002443885 | TIE,PREFORMED | Top, 120mm2, 11kV, CCT, Non Metallic Heliformed, UV Stabilised PVC (scm) | Line Hardware
000104220 | TIE,PREFORMED | Side, Neck Dia 112mm, 19/3.75 AAC, Pluto Armoured, (scm) (P25) | Line Hardware
000482390 | TIE,PREFORMED | Top, Neck Dia 112mm, 7/3.75 AAC Unarmoured, (scm) (P50) | Line Hardware
000482384 | TIE,PREFORMED | Top, Neck Dia 112mm, 7/4.75 AAC & AAAC 6/4.75+7/1.60 ACSR, Armoured (scm) (P50) | Line Hardware
000482376 | TIE,PREFORMED | Top, Neck Dia 76mm, 7/4.75 AAC & AAAC 6/4.75+7/1.60 ACSR, Armoured (scm) | Line Hardware
000482368 | TIE,PREFORMED | Top, Neck Dia 112mm, 7/3.75 AAC & AAAC 6/1/3.75 ACSR 6/1/.161, ACSR/GZ (Imp) Armoured, (scm) (P50) | Line Hardware
000482341 | TIE,PREFORMED | Top, Neck Dia 76mm, 7/3.75 AAC & AAAC 6/1/3.75 ACSR 6/1/.161, ACSR/GZ (Imp) Armoured, (scm) (P50) | Line Hardware
000482333 | TIE,PREFORMED | Top, Neck Dia 76mm, 7/2.50 AAC & AAAC 3/4/2.50 ACSR 6/1/2.50, ACSR, Armoured (scm) (P150) | Line Hardware
000482325 | TIE,PREFORMED | Top, Neck Dia 112mm, 7/3.00 AAC & AAAC 4/3/3.00 ACSR 6/1/3.00, ACSR, Armoured (scm) (P50) | Line Hardware
000482287 | TIE,PREFORMED | Top, Neck Dia 112mm, 3/2.75 SC/GZ 3/12 Steel, Armoured, (scm) (P50) | Line Hardware
000482279 | TIE,PREFORMED | Top, Neck Dia 112mm, 3/4/2.50 ACSR 3/4/.093 ACSR (Imp) 6/1/2.50 ACSR Armoured, (scm) (P50) | Line Hardware
000482219 | TIE,PREFORMED | Top, Neck Dia 112mm, 19/3.75 AAC, Pluto Armoured, (scm) (P50) | Line Hardware
002419646 | TIE,PREFORMED | Top, Neck Dia 76mm 7/4.75 AAAC/ ACSR/GZ 1120 UnArmoured, (scm) (P50) | Subtransmission
000431623 | TIE,PREFORMED | Tygard Assembly 7/3.75 AAC, OHEW Incl.Sheave with 22mm Bore & Filler Rods | O/Head Line
000482392 | TIE,PREFORMED | Top, Neck Dia 112mm, 3/2.75 SC/AC Armoured, (scm) (P50) | Line Hardware
000482389 | TIE,PREFORMED | Top, Neck Dia 112mm, 7/3.00 AAC Unarmoured, (scm) | Line Hardware
000482388 | TIE,PREFORMED | Top, Neck Dia 76mm, 7/3.75 AAC & AAAC 6/1/3.75 ACSR 6/1/.161, ACSR/GZ (Imp) Unarmoured, (scm) (P50) | Line Hardware
000482387 | TIE,PREFORMED | Top, Neck Dia 76mm, 7/3.00 AAC & AAAC 4/3/3.00 ACSR 6/1/3.00, ACSR, Unarmoured (scm) | Line Hardware
000104381 | TIE,PREFORMED | Top, Neck Dia 76mm, 7/2.50 AAC & AAAC 3/4/2.50 ACSR 6/1/2.50 ACSR, Unarmoured (scm) | Line Hardware
000104348 | TIE,PREFORMED | Top, Neck Dia 112mm, 3/4/1.75 ACSR Armoured, (scm) | Line Hardware
000104194 | TIE,PREFORMED | Top, Neck Dia 76mm, 3/2.75 SC/GZ 3/12 Steel, Armoured, (scm) (P50) | Line Hardware
000104191 | TIE,PREFORMED | Top, Neck Dia 76mm, 19/3.75 AAC, Pluto Armoured, (scm) (P50) | Line Hardware
002403591 | TIE,PREFORMED | Top, Neck Dia 76mm, 7/3.00 AAC & AAAC 4/3/3.00 ACSR 6/1/3.00 ACSR, Armoured (scm) (P50) | Line Hardware
002403589 | TIE,PREFORMED | Top, Neck Dia 112mm, 19/3.25 AAC & AAAC Armoured | Line Hardware
002400457 | TIMBER,HARDWOOD | Untreated, 200 x 100 x 20mm, Type MT4 Hardwood, NQ Dwg 10/13 | Crossarms
002400466 | TIMBER,HARDWOOD | Undrilled, 1800 x 75 x 50mm, Hardwood Dressed 1 only 75mm, Face, NQ Dwg 10/59 | Crossarms
002495687 | TIMBER,HARDWOOD | Untreated Pole, 21.5m Lg, 5kN, P21.5/5 | Timber Poles
002495604 | TIMBER,HARDWOOD | Untreated Pole, 18.5m Lg, 5kN, P18.5/5 | Timber Poles
002495513 | TIMBER,HARDWOOD | Untreated Pole, 14m Lg, 20kN, P14/20 | Timber Poles
002495422 | TIMBER,HARDWOOD | Untreated Pole, 11m Lg, 5kN, P11/5 | Timber Poles
002495588 | TIMBER,HARDWOOD | Untreated Pole, 17m Lg, 12kN, P17/12 | Timber Poles
002495521 | TIMBER,HARDWOOD | Untreated Pole, 15.5m Lg, 5kN, P15.5/5 | Timber Poles
002495430 | TIMBER,HARDWOOD | Untreated Pole, 11m Lg, 8kN, P11/8 | Timber Poles
002495596 | TIMBER,HARDWOOD | Untreated Pole, 17m Lg, 20kN, P17/20 | Timber Poles
002495646 | TIMBER,HARDWOOD | Untreated Pole, 20m Lg, 5kN, P20/5 | Timber Poles
002495653 | TIMBER,HARDWOOD | Untreated Pole, 20m Lg, 80kN, P20/8 | Timber Poles
002495471 | TIMBER,HARDWOOD | Untreated Pole, 12.5m Lg, 12kN, P12.5/12 | Timber Poles
002495463 | TIMBER,HARDWOOD | Untreated Pole, 12.5m Lg, 8kN, P12.5/8 | Timber Poles
002495497 | TIMBER,HARDWOOD | Untreated Pole, 14m Lg, 8kN, P14/8 | Timber Poles
002495737 | TIMBER,HARDWOOD | Untreated Pole, 23m Lg, 12kN, P23/12 | Timber Poles
002495489 | TIMBER,HARDWOOD | Untreated Pole, 14m Lg, 5kN, P14/5 | Timber Poles
002495679 | TIMBER,HARDWOOD | Untreated Pole, 20m Lg, 20kN, P20/20 | Timber Poles
002495398 | TIMBER,HARDWOOD | Untreated Pole, 9.5m Lg, 5kN, P9.5/5 | Timber Poles
002495414 | TIMBER,HARDWOOD | Untreated Pole, 9.5m Lg, 12kN, P9.5/12 | Timber Poles
002495745 | TIMBER,HARDWOOD | Untreated Pole, 23m Lg, 20kN, P23/20 | Timber Poles
002495547 | TIMBER,HARDWOOD | Untreated Pole, 15.5m Lg, 12kN, P15.5/12 | Timber Poles
002495638 | TIMBER,HARDWOOD | Untreated Pole, 18.5m Lg, 20kN, P18.5/20 | Timber Poles
002495729 | TIMBER,HARDWOOD | Untreated Pole, 23m Lg, 8kN, P23/8 | Timber Poles
002495612 | TIMBER,HARDWOOD | Untreated Pole, 18.5m Lg, 8kN, P18.5/8 | Timber Poles
002495661 | TIMBER,HARDWOOD | Untreated Pole, 20m Lg, 12kN, P20/12 | Timber Poles
002495505 | TIMBER,HARDWOOD | Untreated Pole, 14m Lg, 12kN, P14/12 | Timber Poles
002495620 | TIMBER,HARDWOOD | Untreated Pole, 18.5m Lg, 12kN, P18.5/12 | Timber Poles
002495695 | TIMBER,HARDWOOD | Untreated Pole, 21.5m Lg, 8kN, P21.5/8 | Timber Poles
002495448 | TIMBER,HARDWOOD | Untreated Pole, 11m Lg, 12kN, P11/12 | Timber Poles
002495406 | TIMBER,HARDWOOD | Untreated Pole, 9.5m Lg, 8kN, P9.5/8 | Timber Poles
002495554 | TIMBER,HARDWOOD | Untreated Pole, 15.5m Lg, 20kN, P15.5/20 | Timber Poles
002495539 | TIMBER,HARDWOOD | Untreated Pole, 15.5m Lg, 8kN, P15.5/8 | Timber Poles
002495703 | TIMBER,HARDWOOD | Untreated Pole, 21.5m Lg, 12kN, P21.5/12 | Timber Poles
002495570 | TIMBER,HARDWOOD | Untreated Pole, 17m Lg, 8kN, P17/8 | Timber Poles
002495380 | TIMBER,HARDWOOD | Untreated Pole, 8m Lg, 20kN, P8/20 | Timber Poles
002495372 | TIMBER,HARDWOOD | Untreated Pole, 8m Lg, 12kN, P8/12 | Timber Poles
002495562 | TIMBER,HARDWOOD | Untreated Pole, 17m Lg, 5kN, P17/5 | Timber Poles
002495455 | TIMBER,HARDWOOD | Untreated Pole, 12.5m Lg, 5kN, P12.5/5 | Timber Poles
002495711 | TIMBER,HARDWOOD | Untreated Pole, 21.5m Lg, 20kN, P21.5/20 | Timber Poles
002417871 | TIP,TEST PROBE | Phase Rotation Meter, Red, White & Blue, suit Kyoritsu 8031F | PPE, Hardware & Tools
002430536 | TIP,TEST PROBE | Type A, Red & Black, Pin Tips, 2mm Tips Cat III, 1000V (scm) | Hardware & Tools
002483519 | TOILET,PORTABLE | Cleanwaste GO Anywhere, Packed Away 48 x 36 x 12cm, Set up 53 x 43 x 36cm, 226kg Weight Limit, 3 Fold-out Legs, to be used with Toilet Bags | Hardware & Tools
000025109 | TONGS,MATERIAL LIFTING | Model 30 Pole Tong, Pole Scissors, 4.5T 45mm Opening with 6.5T Bow Shackle | Hardware & Tools
002484053 | TOOL | Clevis Pin Installer, Sunrise Attachment (Live Line Tools) | Tools & Equipment
002477271 | TOOL | Loadbuster, Portable Loadbreak Tool, 14.4/25kV, 600A Nom | Tools & Equipment
002484111 | TOOL | Cotter Key Pusher, Sunrise Attachment (Live Line Tools) | Tools & Equipment
002476406 | TOOL | Brush, Brass, Bristles, Cleaning Interior Hole holding Fuse Holder Pin, For use in Magnefix/Hazemeyer RMU, Part of SC24691 Tool Kit | Tools & Equipment
002484087 | TOOL | Cotter Key, All-Purpose, Sunrise Attachment (Live Line Tools) | Tools & Equipment
002476414 | TOOL | Socket Key, 9mm, Assembly and Disassembly of Arcing Contact and Hose Clip of Cable Box, For use in Magnefix/ Hazemeyer RMU,Part of SC24691 Tool Kit | Tools & Equipment
002476455 | TOOL | Tool, Arcing Chamber Key, For use in Magnefix/Hazemeyer RMU, Part of SC24691 Tool Kit | Tools & Equipment
002484178 | TOOL | Insulator Controller (Shepherd Hook), Sunrise Attachment (Live Line Tools) | Tools & Equipment
002476422 | TOOL | Tool to Clean Busbar Orifice, For use in Magnefix/Hazemeyer RMU, Part of SC24691 Tool Kit | Tools & Equipment
002476356 | TOOL | Main Contact Extractor, For use in Magnefix/Hazemeyer RMU. Part of SC24691 Tool Kit | Tools & Equipment
002476430 | TOOL | Plug Guage for Main Contact Fixing, for use in Magnefix/Hazemeyer RMU, Part of SC24691 Tool Kit | Tools & Equipment
002476398 | TOOL | Brush, Hair Bristles, 50mm, Cleaning Exterior and Between Panels, for use in Magnefix/Hazemeyer RMU. Part of SC24691 Tool Kit | Tools & Equipment
002476372 | TOOL | Mirror Inspect Exterior of Main Contacts, For use in Magnefix/Hazemeyer RMU, Part of SC24691 Tool Kit | Tools & Equipment
002476364 | TOOL | MD Interlock Tool Interlock Fuse Unit, For use in Magnefix/Hazemeyer RMU, Part of SC24691 Tool Kit | Tools & Equipment
002484160 | TOOL | Insulator Controller, Sunrise Attachment (Live Line Tools) | Tools & Equipment
002484137 | TOOL | Flexible Wrench Head, 1/2" Square Drive, Sunrise Attachment (Live Line Tools) | Tools & Equipment
002484103 | TOOL | Cotter key Installation, Sunrise Attachment (Live Line Tools) | Tools & Equipment
002493286 | TOOL | Installation & Removal Tool, Universal Head FCI Adapter, for LFI Navigator Series, Sunrise Adaptor | Protection
002476448 | TOOL | Socket Wrench with Threaded End B/B, For use in Magnefix/Hazemeyer RMU, Part of SC24691 Tool Kit | Tools & Equipment
002476380 | TOOL | Scouring pad holder to Clean Main Contacts and Interior of Cast Resin Member, For use in Magnefix/Hazemeyer RMU, Part of SC24691 Tool Kit | Tools & Equipment
002484129 | TOOL | Cotter Key Remover, Snap Out Type, Sunrise Attachment (Live Line Tools) | Tools & Equipment
002484293 | TOOL | W Keys, Sunrise Attachment (Live Line Tools) | Tools & Equipment
002484152 | TOOL | Hot Rodder Tool, Sunrise Attachment (Live Line Tools) | Tools & Equipment
002484186 | TOOL | Insulator Fork (Universal), Sunrise Attachment (Live Line Tools) | Tools & Equipment
002472108 | TOOL | Deadend Applicator Tool, 430mm Lg, Steel Shaft & Applicator, Chrome Finish, Plastic Stanley Screwdriver Handle, for use on Bare Alloy, Cu or Steel Cable | Tools & Equipment
002476463 | TOOL BOX,PORTABLE | Tool Box, 48x25x24cm Empty Tool Box only, For use in Magnefix/Hazemeyer RMU, Part of SC24691 Tool Kit | Tools & Equipment
000024691 | TOOL KIT | Magnefix 11kV, Hazemeyer, Complete Tool Kit for RMU Maintenance | Tools & Equipment
002408243 | TOOL KIT,CABLE CUTTING | c/w Hyrdaulic Cutter (IIN2408227), 6.0m Non Conductive Hose (IIN2408219) & Hose Storage Bag (IIN2408235) | Hardware & Tools
000003248 | TOOL KIT,ELECTRICAL CONTACT | Special Examine & Repair Tools, for Switchboard Type BV2, ETS 2010/0048/T, Sched 6.1.4 Item 3, Conneq iPower | Substation
000003590 | TOOL KIT,ELECTRICAL CONTACT | Special Examine & Repair Tools, 24kV 2500A Bus, for Switchboard Type BV2, ETS 2010/0048/T, Sched 6.3.4 Item 3, Lend Lease iPower | Substation
000003589 | TOOL KIT,ELECTRICAL CONTACT | Special Examine & Repair Tools, 24kV 1250A Bus, for Switchboard Type BV2, ETS 2010/0048/T, Sched 6.2.4 Item 2, Lend Lease iPower | Substation
000003591 | TOOL KIT,ELECTRICAL CONTACT | Special Examine & Repair Tools, 36kV 1600A Bus, for Switchboard Type BV2, ETS 2010/0048/T, Sched 6.4.4 Item 2, Lend Lease iPower | Substation
001898023 | TOOL KIT,SEPARATOR | Wedge, Core Separation, to suit LV ABC | Hardware & Tools
002402720 | TOOL KIT,SEPARATOR | ABC Separation Tool | Hardware & Tools
002468346 | TOOL,APPLICATION | Live Line Clamp Remover, Eye Ring Fitting, S/Steel, suit most Standard Clamp Rings, incl Powerline Warning Flags | PPE, Hardware & Tools
002468296 | TOOL,APPLICATION | Fusesaver Comms Module Attachment Tool (scm) | Switchgear Distribution
002488567 | TOOL,APPLICATION | Podger Tool, c/w Sunrise Fitting, suits Live Live Hand Sticks | Hardware & Tools
000025111 | TOOL,APPLICATION | TMAC DNOB Hanging Device, Pole Switch Do Not Operate Applicator Assembly, used with Slotted Sunrise Adaptor | Hardware & Tools
002483998 | TOOL,APPLICATION | Armour Rod, Serviette Ring, Sunrise Attachment (Live Line Tools) | Tools & Equipment
002488559 | TOOL,APPLICATION | Pole Topping Tool, c/w Sunrise Fitting, suits Live Live Hand Sticks | Hardware & Tools
002491256 | TOOL,APPLICATION | Bending Tool, for 50-300mm Solid & Stranded Aluminium Conductor UG Cables | Hardware & Tools
002486454 | TOOL,APPLICATION | Combination Install & Quick Release Device, S/Steel, Orange Painted Finish, Fits Sunrise Head, used for Aviation Signal Flags | Hardware & Tools
002462125 | TOOL,INSPECTION & TESTING | Glove Air Test Tool, PVC Tube, for conducting field air test of insulating gloves | PPE, Hardware & Tools
002461697 | TOOL,MULTIFUNCTION | Milwaukee Multi-Tool, Conduit Cutter, 18V c/w Carry Case & Battery Charger, Skin Only | Hardware & Tools
002497394 | TOOL,VACUUM CLEANER | Milwaukee SDS Extraction Attachment, Rubber Seal, Drilling Depth/Hole upto 70mm, for Silica Dust Extraction, suit M-Class 30L Vacuum | Tools & Equipment
002498566 | TOOL,VACUUM CLEANER | Crevice Nozzle 35mm, 200mm Lg, for Metabo H-Class Battery Vacuum | Tools & Equipment
002498590 | TOOL,VACUUM CLEANER | Upholstery Brush Quick 35mm, for Metabo H-Class Battery Vacuum | Tools & Equipment
002498483 | TOOL,VACUUM CLEANER | Replacement Metabo 3 Suction Tubes, 35mm Steel, for Metabo H-Class Battery Vacuum | Tools & Equipment
002498558 | TOOL,VACUUM CLEANER | Suction Nozzle 35mm, 120mm W, for Metabo H-Class Battery Vacuum | Tools & Equipment
002498525 | TOOL,VACUUM CLEANER | Handle Adapter Quick Premium, Anti-Static, for Metabo H-Class Battery Vacuum | Tools & Equipment
002498541 | TOOL,VACUUM CLEANER | Inlet Plug, for Metabo H-Class Battery Vacuum | Tools & Equipment
002498509 | TOOL,VACUUM CLEANER | Replacement Head Nozzle 35mm, 360mm W, for Metabo H-Class Battery Vacuum | Tools & Equipment
002279147 | TOOTH,AUGER | Rock Teeth Double Head, suit Post Hole Digger | Tools & Equipment
002474674 | TOOTH,AUGER | Unique TEBCO Large Bullet Teeth, Carbide | Tools & Equipment
002473015 | TOWEL,HAND | 1370 x 680mm, 100% Cotton, White, Extra Large, used for Heat Stress | HS & PPE
001860208 | TOWEL,PAPER | Roll, White, 140m, 16 per Carton | PPE, Hardware & Tools
002403818 | TOWEL,PAPER | Roll, Scott 4419, 140m (8 x Ctn) | General
002465730 | TOWEL,PAPER | Disposable Decontamination Towel, 1220 x 700 mm (P60) | HS & PPE
001860259 | TOWEL,PAPER | Hand Towel, Multifold Scott 13207, Interleaved (P16) | General
002481778 | TOWELETTE,CLEANING | PPE & Lens Cleaning Wipes, Pre-Moistened Alcohol Free, Anti-Fog, Anti-Static, Use on Safety Eyeware, Goggles, Faceshield, Respirators, Mobile Phones, Tablets | HS & PPE
002479020 | TOWELETTE,CLEANING | 99.9% Isopropyl Alcohol Wipes | HS & PPE
002427516 | TOWELETTE,CLEANING | Fibreglass Wax & Buff Kit, Wax-Saturated Wipe with Dry Buffing Towel (Box of 72 Wipes) | Hardware & Tools
002427482 | TOWELETTE,CLEANING | Hot Stick Wipes, S-1 Kits, Saturated Wipes in Sealed Foil Pouch (Box of 144 Wipes) | Hardware & Tools
002430452 | TOWELETTE,CLEANING | Insulating Stick, Moisture Eater II, Wipes (P50) | Hardware & Tools
002496693 | TOWELETTE,CLEANING | 504 Respirator Cleaning Wipe, Non-Woven Material, White, Odourless, Box of 100 | HS & PPE
002427490 | TOWELETTE,CLEANING | Boom Stick Pre-wash Wipes, Individual Saturated 24" x 24" in Sealed Foil Pouch (Box of 24 Wipes) | Hardware & Tools
002427649 | TOWELETTE,CLEANING | Polywater, Rubber Goods Cleaner, Towels, Pre-moistened Towels, 72-count Saturated Wipe Dispenser | Hardware & Tools
000021169 | TOWELETTE,CLEANING | PPE & Lens Cleaning Wipes, Pre-Moistened Alcohol Free, Anti-Static, Ultra Soft Non-abrasive, for Glass or PC Lens, Eyewear, Earmuffs, Respirators, Visors, | PPE, Hardware & Tools
002407087 | TOWELETTE,CLEANING-DISINFECTING | Isowipe, Bactericidal Wipes, contains Isopropyl Alcohol, for use on U/G Cable Joints, Terminations & part of the SF6 clean-up Kit | PPE, Hardware & Tools
002476794 | TOWELETTE,CLEANING-DISINFECTING | Multipurpose, Antibacterial Disinfectant Alcohol Wipes, for Hands & Surfaces | HS & PPE
002430247 | TRACK,VEHICLE RECOVERY | MaxTrax, 4WD Ground Traction Device | Tools & Equipment
002498806 | TRANSCEIVER,RADIO | Mimomax Tornado, Point to Point, Link Radio Unit, QAM256, 320kbps, Pyxis DC Connector & Lead, Pyxis/4WA, 1RU 19'' Rack Mount | Communications
002475028 | TRANSCEIVER,RADIO | Uniden UH45 Series Handheld Radio, 3km+ Range, 80 UHF Channels, for use with RF Monitor | Tools & Equipment
000003368 | TRANSDUCER,ELECTRICAL | AC Voltage, Paladin, Input 88V-132V AC, 110V Nom +/- 20%, Output 0/20mA into 500 Ohm Freq, 50Hz, 1 Relay, 1 Modbus, Self Powered Suppressed Zero Spec UK Std | Substation
002486967 | TRANSDUCER,ELECTRICAL | AC Voltage w/True RMS, Input 88-132V AC, 50Hz, Output 0-20mA DC, 1Ph 2 Wire, High Accuracy (<0.2% of FS), 4kV Isolation, Auxiliary Power 85-265V AC/100-300V DC | Substation
000003757 | TRANSDUCER,ELECTRICAL | Current Transducer, HAT 200A-4V, suit RTP all Battery Charger Voltages, Tech Spec EESS-10735-01-0B | Substation Batteries
002486959 | TRANSDUCER,ELECTRICAL | AC Voltage w/True RMS, Input 88-132V AC, Output 0-20mA DC, 1Ph 2 Wire, High Accuracy (<0.2% of FS), 4kV Isolation, Auxiliary Power 20-70V DC | Substation
002489714 | TRANSDUCER,ELECTRICAL | Current Transducer, HAT200, LEM, All Voltages, suit Alpha Cordex Charger | Substation Batteries
002463107 | TRANSDUCER,PICKUP | Magnetic Pickup, IA 12-76, Hino JO8 Electrical Parts | Remote Generation
002469088 | TRANSDUCER,PICKUP | Magnetic Pickup, Left Hand, Scania DC13 Parts | Remote Generation
002469096 | TRANSDUCER,PICKUP | Magnetic Pickup, Righ Hand, Scania DC13 Parts | Remote Generation
002463099 | TRANSDUCER,PRESSURE | UNIK 5000 Oil Transducer, 25mm, S/Steel, 7 to 28V, 4 to 20mA, DIN 43650, IP65, 0 to 7 Bar Gauge, suit Hino JO8 Electrical Parts | Remote Generation
000003355 | TRANSFORMER | 120VAC, LV, Re-circulating Fans, St George STATCOM | Substation Accessories
000003357 | TRANSFORMER | Aux Power, St George STATCOM | Substation Accessories
XSOMX1006 | TRANSFORMER | 22kV/433V, 1000kVA KPX MV/LV Kiosk Sub as per Tech datasheet, SR-1937741-Scope | Energy Supplies
000003877 | TRANSFORMER,AUDIO FREQUENCY | Outdoor, Isolating, T12/kVA/f/II (kV/kVA/Hz/case) 12kV, 3Ph, Case Size II 1130 H x 650 W x 420 D, suit Landis & Gyr Tight Coupled AFLC Coupling Cell, | Substation
000000239 | TRANSFORMER,AUDIO FREQUENCY | Electro Apparatebau | Network Spares
002482594 | TRANSFORMER,CURRENT | Flex CTs, 3000A (100-3000A), High Sensitivity Flexible CT High Sensitivity, Dual range, can be set 500A or 3000A when used with the MiroPQA, | Electrical Test & Accsry Equip
000005004 | TRANSFORMER,CURRENT | 36kV, 1200/1A, 50Hz, Post Type 1Ph Outdoor, 5 Core, Metering in Core 3, Statistical Metering, Live Tank Construction, Dwg 1067517 | Current & Voltage Transformers
002474062 | TRANSFORMER,CURRENT | MEIDENSHA, Bushing Mounted, Protection, 2000/1600/600/1, 0.025PX2500R8.8 @2000:1, Kx=250, for 36kV MEIDENSHA CB | Substation
002474054 | TRANSFORMER,CURRENT | MEIDENSHA, Bushing Mounted, Metering, 800/200/1, 5VA 0.5 Ext 200, for 36kV MEIDENSHA CB | Substation
002474047 | TRANSFORMER,CURRENT | MEIDENSHA, Bushing Mounted, Protection, 1200/800/200/1, 0.04PX1500R4.8 @1200:1, Kx=250, for 36kV MEIDENSHA CB | Substation
002473940 | TRANSFORMER,CURRENT | Horizon Bushing Mounted, Protection, 2000/1600/600/1, 0.2PX1250R6.6 @2000/1, Kx=250, for 36kV Horizon CB | Substation
002473924 | TRANSFORMER,CURRENT | Horizon Bushing Mounted, Protection, 1200/800/200/1, 0.02PX1300R4 @1200/1, Kx=250, for 36kV Horizon CB | Substation
000003806 | TRANSFORMER,CURRENT | LV, 3 x 1 Core, 3 Ph c/w Ammeters, Indoor, for 80kVA Transmitter Control, Site Specific Rating & Ratio (not transferable, see nameplate) suit | Substation
002473932 | TRANSFORMER,CURRENT | Horizon Bushing Mounted, Metering, 800/200/1, 5VA 0.5 Ext 200, for 36kV Horizon CB | Substation
000003575 | TRANSFORMER,CURRENT | 24kV, 1200/10A, 50Hz, Post Type 1Ph, Outdoor, 3 Core, Metering in Core 3, Koncar, ETS 2004/346/T Item 16 | Current & Voltage Transformers
000000350 | TRANSFORMER,CURRENT | 72.5kV, 50Hz, Post Type 1Ph Outdoor, Core 1 Protn 300/200/100/0.58A, Core 2 Protn 400/200/100/1A, 2.5PS300 @100/0.58 or 100/1, Core 3 Mtrg 300/200/100/1A, | Network Spares
000000007 | TRANSFORMER,CURRENT | 132kV, Koncar, 5 Core, 4 Prot 1200/800/ 200/1A, 1Met (1M) 800/300/100/1A | Network Spares
002476109 | TRANSFORMER,CURRENT | 24kV, 1200/5A, 50Hz, Post Type 1Ph Outdoor, 3 Core, Metering in Core 3, Live Tank Construction | Current & Voltage Transformers
002471399 | TRANSFORMER,CURRENT | 72.5kV, 1200/5A, 50Hz, Post Type 1Ph Outdoor, 5 Core, Metering in Core 3, Statistical Metering, Live Tank Construction, Dwg 1079437 | Current & Voltage Transformers
000025523 | TRANSFORMER,CURRENT | 24kV, 800/1A, 50Hz, Post Type 1Ph, Outdoor, 1 Core, 1x800/500/200/1A, 0.1PX200R1 on 200/1 | Current & Voltage Transformers
000025522 | TRANSFORMER,CURRENT | 11kV, 800/1A, 50Hz, Post Type 1Ph, Outdoor, 1 Core, 1x800/500/200/1A, 0.1PX200R1 on 200/1 | Current & Voltage Transformers
000005015 | TRANSFORMER,CURRENT | 245kV, 2000/1A, 50Hz, Post Type 1Ph Outdoor, 6 Core, Metering in Cores 3&4, Revenue Metering, Live Tank Construction Dwg 1067528 | Current & Voltage Transformers
000005014 | TRANSFORMER,CURRENT | 245kV, 2000/1A, 50Hz, Post Type 1Ph Outdoor, 5 Core, Metering in Core 3, Statistical Metering, Live Tank Construction, Dwg 1067527 | Current & Voltage Transformers
000005013 | TRANSFORMER,CURRENT | 145kV, 1200/1A, 50Hz, Post Type 1Ph Outdoor, 6 Core, Metering in Cores 3&4, Revenue Metering, Live Tank Construction Dwg 1067526 | Current & Voltage Transformers
000003910 | TRANSFORMER,CURRENT | Spare Part to fit Schneider VOX 38-15-12 Circuit Breaker, 25kA/3 Sec, 1600/1200/1000/400/1A 0.1PX500R1.2 @ 400/1A, Ext 200% | Current & Voltage Transformers
000003912 | TRANSFORMER,CURRENT | Spare Part to fit Schneider VOX 38-15-12 Circuit Breaker, 25kA/3 Sec, 1200/800/300/100/1A 0.1PX500R1.2 @ 400/1, ITL =2A | Current & Voltage Transformers
000000340 | TRANSFORMER,CURRENT | 72.5kV, 50Hz, Post Type 1Ph Outdoor, 5 Core, Core 1 Protn 1200/1000/400/1A, 0.1PL750 R2.5 @400/1A, Cores 2,3&4 Protn 600/500/200/50/1A, 2.5P150 F20, 50/1A, | Network Spares
002477255 | TRANSFORMER,CURRENT | Modern Products, 145kV, Icth 1600A, 50Hz Post Type 1Ph Outdoor, Core 1,2,3&4 Protn 1200/1000/800/600/400/200/1A, 0.1PL375R1.25@200/1A, Core 5&6 Mtrg | Network Spares
002486785 | TRANSFORMER,CURRENT | Stemar DMC85, 1200/5A, 20VA, CL1.0 | Remote Generation
000003403 | TRANSFORMER,CURRENT | 72.5kV, 1200/1A, 50Hz, Post Type 1Ph Outdoor, 5 Core, Metering in Core 3, Standard, L4 Pollution, ETS 2010/0321/T Item 34A | Current & Voltage Transformers
000000080 | TRANSFORMER,CURRENT | 66kV, 5 Core, 4 Prot (0.1PL) 1200/800/200/1A, Met 800/300/100/1A, Item 10, 4 Prot, Metering Core 3 | Network Spares
002419794 | TRANSFORMER,CURRENT | Crompton Greaves, 145kV, Icth 2400/1.5A, Post Type 1Ph Outdoor, Core 1,2,3&4 Protn 1600/1200/1000/400/1A, 0.1PX3000R10@1600/1A, Core 5 Mtrg | Network Spares
000000358 | TRANSFORMER,CURRENT | 72.5kV, 1200/2A Icth, 50Hz, Post Type1Ph Outdoor, Core 1,2,3&4 Protn 1200/1000/ 800/600/400/200/1A, 0.1PL375R1.25@200/1A Core 5 Mtrg 1200/1000/800/600/400/200/1A | Network Spares
000000083 | TRANSFORMER,CURRENT | 66kV, 5 Core, 4 Protn 800/300/100/1A, Mtrg 800/300/100/1A, Item 6, Koncar | Network Spares
000000089 | TRANSFORMER,CURRENT | 66kV, 5 Core, 3 Prot, Core 1,2 Mtrg 800/700/600/500/400/300/200/100/5A, Core 3,4,5 Protn 800/700/600/500/400 /300/200/100/5A, Bonar Stranger | Network Spares
000000361 | TRANSFORMER,CURRENT | 72.5kV, 800/2A Icth, 50Hz, Post Type 1Ph Outdoor, Core 2,3,4&5 Protn 800/600/400/ 100/1A, 0.2PL350R4@200/1A, Core 1 Mtrg 800/600/400/100/1A, 15 Ohms, Class 1.0, | Network Spares
000000342 | TRANSFORMER,CURRENT | 72.5kV, 50Hz, Post Type 1Ph Outdoor, Core 1,2&4 Protn 400/200/100/1A, 2.5P, Core 3 Protn 800/400/200 2.5P, Core 5 Mtrg 400/200/100/1A, 30VA Class 1.0, | Network Spares
002499648 | TRANSFORMER,CURRENT | 72.5kV, 1200A pri, 1A Sec, 50Hz, Post Type, Outdoor, 6 Core, Metering in Cores 3 & 4, Revenue Metering, Live Tank Construction | Current & Voltage Transformers
000000333 | TRANSFORMER,CURRENT | 72.5kV, 400/200/100/1A, 50Hz, Post Type 1Ph Outdoor, 4 Core, 12.5kA/3 Sec, Core 1,2,3 Protection 2.5P300F20@100/1A, Core 4 Metering 0.5M 30 Ohms, ABB, | Network Spares
000000334 | TRANSFORMER,CURRENT | 72.5kV, 400/200/100/1A, 50Hz, Post Type 1Ph Outdoor, 5 Core, 12.5kA/3 Sec, Core 1,2,3 Protection 2.5P300F20@100/1A, Core 4 Protection 800/400/200/1A, | Network Spares
000000335 | TRANSFORMER,CURRENT | 72.5kV, 400/200/100/1, 50Hz, Post Type 1Ph Outdoor, Oil, 4 Core, 13.1kA/3 Sec, Core 1,2&3 Protn 2.5P300 @100/1, Core 4 Mtrg Class1.0 30VA, Stanger, | Network Spares
000000359 | TRANSFORMER,CURRENT | 72.5kV, 400/2A Icth, 50Hz, Post Type 1Ph Outdoor, Core 1,2&4 Protn 400/200/100/1A 2.5P300@100/1A, Core 3 Protn 800/400/200 /1A 2.5P600@200/1A, Core 5 Mtrg 400/200/ | Network Spares
000000351 | TRANSFORMER,CURRENT | 72.5kV, 400/200/100/1, 50Hz, Post Type 1Ph Outdoor, Oil, 4 Core, 13.1kA/3 Sec, Core 1,2&3 Protn 2.5P300@100/1, Core 4 Mtrg Class1.0, 30VA, Stanger B66148/3, | Network Spares
000000092 | TRANSFORMER,CURRENT | 22kV Circle-C, suit Transformer Diff use, 3 Core (3Prot) 900/600/0.577A | Network Spares
000000204 | TRANSFORMER,CURRENT | 132kV, ABB, 8 Core Prot, 7 Core Metering 1600/1200/800/400/200/1A | Network Spares
000000332 | TRANSFORMER,CURRENT | 72.5kV, 800/5A, 50Hz, Post Type 1Ph Outdoor, 3 Core, 18kA/1 Sec, Stanger, TS N28/80/2, YOM 1980 | Network Spares
000003909 | TRANSFORMER,CURRENT | Spare Part to fit Schneider VOX 38-15-12 Circuit Breaker, 25kA/3 Sec, 1000/600/300/1A Class 0.5 7.5VA @ 300/1, Ext 200% | Current & Voltage Transformers
000003869 | TRANSFORMER,CURRENT | 36kV, Indoor Epoxy, 1 Ph, 36/70/170kV Insulation Level, 4 Core, Core 1&2: 1200/800/1A, Class PX, Ek>=338 Rct<=5.3Ohm, Ie<=0.1A ON 1200/1A, | Current & Voltage Transformers
000000349 | TRANSFORMER,CURRENT | 72.5kV, 400/200/100/1A, 50Hz, Post Type 1Ph Outdoor, 4 Core, 13.1kA/3 Sec, Core 1,2,3 Protn 2.5P300@100/1A, Core 4 Mtrg 0.5M 30 Ohms@100/1A, | Network Spares
000000338 | TRANSFORMER,CURRENT | 72.5kV, 50Hz, Post Type 1Ph Outdoor, 800/700/600/500/400/300/200/100/1, Oil, 4 Core, 16kA/1Sec, Core 1 Mtrg with 5A Secondary, Class0.5 (except Class1.0 on | Network Spares
000000343 | TRANSFORMER,CURRENT | 72.5kV, 50Hz, Post Type 1Ph Outdoor, Core 1,2&3 Protn 400/200/100/1A, 2.5PS300 @ 100/1, Core 4 Mtrg 400/200/100/1A, 30VA, Plessey Ducon, | Network Spares
000000206 | TRANSFORMER,CURRENT | 66kV, ABB, 3 Core, 800/400/300/200/5A (Ex Jarvisfield) | Network Spares
000000352 | TRANSFORMER,CURRENT | 72.5kV, 50Hz, Post Type 1Ph Outdoor, Oil 5 Core, 13.1kA/3 Sec, Core 1,2&4 Protn 400/200/100/1, 2.5P300@100/1, Core 3 Protn, 800/400/200/1, 2.5P600@200/1, | Network Spares
000003908 | TRANSFORMER,CURRENT | Spare Part to fit Schneider VOX 38-15-12 Circuit Breaker, 25kA/3 Sec, 1200/800/300/100/1A 0.1PX500R2.4 @ 1200/1, ITL =2A | Current & Voltage Transformers
000000357 | TRANSFORMER,CURRENT | 72.5kV, 400/1A Icth, 50Hz, Post Type 1Ph Outdoor, Core 1,2&4 Protn 400/200/100/1A 2.5P300@100/1A, Core 3 Protn 800/400/200 /1A 2.5P600@200/1A, Core 5 Mtrg 400/200/ | Network Spares
000000354 | TRANSFORMER,CURRENT | 72.5kV, 400/2A Icth, 50Hz, Post Type 1Ph Outdoor, Core 1,2&4 Protn 400/200/100/1A 2.5P300F20@100/1A, Core 3 Protn 800/400/200/1A, 2.5P600F20@200/1A, | Network Spares
000003498 | TRANSFORMER,CURRENT | 245kV, 1600/1A, 50Hz, Post Type 1Ph Outdoor, 6 Core, Metering in Core 5 & 6, Long Range Metering, L4 Pollution, ETS 2010/0321/T Item 37C | Current & Voltage Transformers
000003911 | TRANSFORMER,CURRENT | Spare Part to fit Schneider VOX 38-15-12 Circuit Breaker, 25kA/3 Sec, 1200/1000/400/1A 0.1PX500R1.2 @ 400/1, ITL =2A | Current & Voltage Transformers
000005012 | TRANSFORMER,CURRENT | 145kV, 1200/1A, 50Hz, Post Type 1Ph Outdoor, 5 Core, Metering in Core 3, Statistical Metering, Live Tank Construction, Dwg 1067525 | Current & Voltage Transformers
000005011 | TRANSFORMER,CURRENT | 72.5kV, 2000/1A, 50Hz, Post Type 1Ph Outdoor, 6 Core, Metering in Cores 3&4, Revenue Metering, Live Tank Construction Dwg 1067524 | Current & Voltage Transformers
000005010 | TRANSFORMER,CURRENT | 72.5kV, 2000/1A, 50Hz, Post Type 1Ph Outdoor, 5 Core, Metering in Core 3, Statistical Metering, Live Tank Construction, Dwg 1067523 | Current & Voltage Transformers
000005009 | TRANSFORMER,CURRENT | 72.5kV, 1200/1A, 50Hz, Post Type 1Ph Outdoor, 6 Core, Metering in Cores 3&4, Revenue Metering, Live Tank Construction Dwg 1067522 | Current & Voltage Transformers
000005008 | TRANSFORMER,CURRENT | 72.5kV, 1200/1A, 50Hz, Post Type 1Ph Outdoor, 5 Core, Metering in Core 3, Statistical Metering, Live Tank Construction, Dwg 1067521 | Current & Voltage Transformers
000005007 | TRANSFORMER,CURRENT | 36kV, 2000/1A, 50Hz, Post Type 1Ph Outdoor, 6 Core, Metering in Cores 3&4, Revenue Metering, Live Tank Construction Dwg 1067520 | Current & Voltage Transformers
000005006 | TRANSFORMER,CURRENT | 36kV, 2000/1A, 50Hz, Post Type 1Ph Outdoor, 5 Core, Metering in Core 3, Statistical Metering, Live Tank Construction, Dwg 1067519 | Current & Voltage Transformers
000005005 | TRANSFORMER,CURRENT | 36kV, 1200/1A, 50Hz, Post Type 1Ph Outdoor, 6 Core, Metering in Cores 3&4, Revenue Metering, Live Tank Construction Dwg 1067518 | Current & Voltage Transformers
000005021 | TRANSFORMER,CURRENT | 145kV, 1200/1A, 50Hz, Post Type 1Ph Outdoor, 6 Core, Metering in Cores 3&4, Revenue Metering, Dead Tank Construction | Current & Voltage Transformers
002482602 | TRANSFORMER,CURRENT | CT 10A, 15mm - PM45 / PQ45 | Electrical Test & Accsry Equip
000003809 | TRANSFORMER,CURRENT | LV, 3 x 1 Core, 3 Ph c/w Ammeters, Indoor, for 440kVA Transmitter Control, Site Specific Rating & Ratio (not transferable, see nameplate) suit | Substation
000003808 | TRANSFORMER,CURRENT | LV, 3 x 1 Core, 3 Ph c/w Ammeters, Indoor, for 200kVA Transmitter Control, Site Specific Rating & Ratio (not transferable, see nameplate) suit | Substation
000003807 | TRANSFORMER,CURRENT | LV, 3 x 1 Core, 3 Ph c/w Ammeters, Indoor, for 120kVA Transmitter Control, Site Specific Rating & Ratio (not transferable, see nameplate) suit | Substation
002489573 | TRANSFORMER,CURRENT | Crompton XL8A, 1200/5A, 30/60VA, CL0.5/1 | Remote Generation
000003497 | TRANSFORMER,CURRENT | 245kV, 1600/1A, 50Hz, Post Type 1Ph Outdoor, 6 Core, Metering in Core 5 & 6, Long Range Metering & S Class Winding, L4 Pollution, ETS 2010/0321/T Item 37B | Current & Voltage Transformers
000003434 | TRANSFORMER,CURRENT | 72.5kV, 800/5A, 50Hz, Post Type 1Ph Outdoor, 5 Core, Metering in Core 5, S Class Winding, L4 Pollution, ETS 2004/346/T Item 7B | Current & Voltage Transformers
002493088 | TRANSFORMER,CURRENT | HACS, 2000A, Split Core, Accessory for EM133 | Meters
002492825 | TRANSFORMER,CURRENT | Flexible, Rogowski Coil, Class S, 140mm Dia w/5m Lead, Set of 4, Colour Coded RD/BU/WH/BL | Distribution Transformers
002493070 | TRANSFORMER,CURRENT | HACS, 800A, Split Core, Accessory for EM133 | Meters
002493062 | TRANSFORMER,CURRENT | HACS, 400A, Solid Core, Accessory for EM133 | Meters
002493054 | TRANSFORMER,CURRENT | HACS, 100A, Solid Core, Accessory for EM133 | Meters
000003400 | TRANSFORMER,CURRENT | 72.5kV, 800/5A, 50Hz, Post Type 1Ph Outdoor, 5 Core, Metering in Core 3, S Class Winding, L4 Pollution, ETS 2004/346/T Item 7 | Current & Voltage Transformers
000003999 | TRANSFORMER,CURRENT | 72.5kV, 1600/5A, 50Hz, Post Type 1Ph Outdoor, 6 Core, Metering in Core 3 & 4, S Class Winding, L4 Pollution, Dwg 1033192, EESS-10723-0B | Current & Voltage Transformers
000005020 | TRANSFORMER,CURRENT | 145kV, 1200/1A, 50Hz, Post Type 1Ph Outdoor, 5 Core, Metering in Core 3, Statistical Metering, Dead Tank Construction | Current & Voltage Transformers
000005019 | TRANSFORMER,CURRENT | 72.5kV, 2000/1A, 50Hz, Post Type 1Ph Outdoor, 6 Core, Metering in Cores 3&4, Revenue Metering, Dead Tank Construction | Current & Voltage Transformers
000005018 | TRANSFORMER,CURRENT | 72.5kV, 2000/1A, 50Hz, Post Type 1Ph Outdoor, 5 Core, Metering in Core 3, Statistical Metering, Dead Tank Construction | Current & Voltage Transformers
000005017 | TRANSFORMER,CURRENT | 72.5kV, 1200/1A, 50Hz, Post Type 1Ph Outdoor, 6 Core, Metering in Cores 3&4, Revenue Metering, Dead Tank Construction | Current & Voltage Transformers
000005016 | TRANSFORMER,CURRENT | 72.5kV, 1200/1A, 50Hz, Post Type 1Ph Outdoor, 5 Core, Metering in Core 3, Statistical Metering, Dead Tank Construction | Current & Voltage Transformers
002482610 | TRANSFORMER,CURRENT | CT 100A, 15mm Iron (10-120A) - PM45/ PQ45 CATIV 600V | Electrical Test & Accsry Equip
000003576 | TRANSFORMER,CURRENT | 30/70/170kV Insulation Level, 5 Core, Core 1 & 2: 1200/800/1A, Class PX, Core 3 & 4: 800/1A, 5VA, Class 0.5, Core 5: 1200/1A, Class PX | Current & Voltage Transformers
000003173 | TRANSFORMER,CURRENT | 72.5kV, 1200/5A, 50Hz, Post Type 1Ph Outdoor, 5 Core, Metering in Core 3, Standard, L4 Pollution, ETS 2010/0321/T Item 13A | Current & Voltage Transformers
000003202 | TRANSFORMER,CURRENT | 72.5kV 1200/1A 50Hz, Post Type 1Ph Outdoor, 5 Core, Metering in Core 5, Hairpin Style, Long Range Metering, L4 Pollution, ETS 2010/0321/T Item 22C | Substation
000003200 | TRANSFORMER,CURRENT | 72.5kV 1200/1A 50Hz, Post Type 1Ph Outdoor, 5 Core, Metering in Core 5, Hairpin Style, Standard, L4 Pollution, ETS 2010/0321/T Item 22A | Substation
002404635 | TRANSFORMER,DISTRIBUTION | Pole Mount, 6.6kV, 500kVA, 3 Ph | Distribution Transformers
000859757 | TRANSFORMER,DISTRIBUTION | Pole Mount, 22kV, 100kVA, 3 Ph (scm) | Distribution Transformers
000859749 | TRANSFORMER,DISTRIBUTION | Pole Mount, 22kV, 63kVA, 3 Ph (Pallet x 2) (scm) | Distribution Transformers
002476117 | TRANSFORMER,DISTRIBUTION | Padmount, 11kV, 500kVA, 3 Ph (Rect), ONAN, DYN11, 3CR12 Cubicle c/w ABB Safelink 2 11kV RMU CFCC, LV Switchboard w/Jean Muller Switchgear, LV Monitoring, | Distribution Transformers
002405701 | TRANSFORMER,DISTRIBUTION | Padmount, 11kV, 315kVA, 3 Ph (Sq) LV Switchgear & No HV Switchgear Front Entry, JTS 02-04-01 Item 7 (scm) | Distribution Transformers
000859765 | TRANSFORMER,DISTRIBUTION | Pole Mount, 22kV, 200kVA, 3 Ph (scm) | Distribution Transformers
000025118 | TRANSFORMER,DISTRIBUTION | Padmount, 11kV, 500kVA, (Sq) HV Haz LV Bsh, Mineral Oil Insulated, ONAN, DYN 11, 3CR12 Cubicle, 7 Tap Posn c/w Siemens 8DJH RMU RRT Non-Ext HV RMU & | Distribution Transformers
000025117 | TRANSFORMER,DISTRIBUTION | Padmount, 11kV, 315kVA, (Sq) HV Haz LV Bsh, Mineral Oil Insulated, ONAN, DYN 11, 3CR12 Cubicle, 7 Tap Posn c/w Siemens 8DJH RMU RRT Non-Ext HV RMU & | Distribution Transformers
002498731 | TRANSFORMER,DISTRIBUTION | Groundmount, 22kV/433-250V, 315kVA, 3Ph, HV Bsh DIN Interface A, LV Bsh, KNAN FR3 Fluid, Dyn 11, 7 Tap Posn HV & LV Cable Box Fitted, Pressure Relief, for BESS | Distribution Transformers
002434652 | TRANSFORMER,DISTRIBUTION | Pole Mount, 11/22kV, 500kVA, 3 Ph, Connection Symbol YNaO, JTS 02-01-01 | Distribution Transformers
002402829 | TRANSFORMER,DISTRIBUTION | Pole Mount, 33kV, 25kVA, 3 Ph | Distribution Transformers
002402924 | TRANSFORMER,DISTRIBUTION | 33ákV/11-22ákV, 500ákVA, 2 Winding, 3 Ph c/w Off Load Tap Changer to Connect LV Winding to either 11kV or 22 kV, suit 2-Pole Platform Mount, JTS 02-01-01(58) | Distribution Transformers
002495257 | TRANSFORMER,DISTRIBUTION | Padmount, 11kV, 315kVA, (Rect) HV Haz LV Bsh, Mineral Oil Insulated, KNAN, DYN 11, 3CR12 Cubicle, 7 Tap Posn, LV Board to Dwg 816-7567-31, c/w ABB | Distribution Transformers
002401991 | TRANSFORMER,DISTRIBUTION | Pole Mount, 11/6.6kV, 315kV, 3 Ph, Bushing Entry | Distribution Transformers
002401990 | TRANSFORMER,DISTRIBUTION | Pole Mount, 11/6.6kV, 200kVA, 3 Ph, Bushing Entry, NQ TS M195 | Distribution Transformers
002401988 | TRANSFORMER,DISTRIBUTION | Pole Mount, 11/6.6kV, 100kV, 3 Ph, Bushing Entry, NQ TS M195 | Distribution Transformers
002401986 | TRANSFORMER,DISTRIBUTION | Pole Mount, 6.6kV, 63kVA, 3 Ph, Bushing Entry, NQ TS M195 | Distribution Transformers
002401985 | TRANSFORMER,DISTRIBUTION | Pole Mount, 6.6kV, 25kVA, 3 Ph, Bushing Entry, NQ TS M195 | Distribution Transformers
002401982 | TRANSFORMER,DISTRIBUTION | Pole Mount, 6.6kV, 10kVA, 1 Ph, Bushing Entry, NQ TS M195 | Distribution Transformers
000104712 | TRANSFORMER,DISTRIBUTION | Pole Mount, 11/22kV 315kVA, 3 Ph, S/Steel Gde 316 Tank, External Off Line Tap Charger for Switching of HV, JTS 02-01-01 | Distribution Transformers
000104711 | TRANSFORMER,DISTRIBUTION | Pole Mount, 11/22kV, 25kVA, 1 Ph, S/Steel Gde 316 Tank, External Off Line Tap Changer for Switching of HV, JTS 02-01-01 | Distribution Transformers
000104710 | TRANSFORMER,DISTRIBUTION | Pole Mount, 11/22kV, 100kVA, 3 Ph, S/Steel Gde 316 Tank, External Off Line Tap Charger for Switching of HV, JTS 02-01-01 | Distribution Transformers
002459105 | TRANSFORMER,DISTRIBUTION | Padmount, 22kV/11kV, 5MVA, Auto, 3 Ph, 50Hz, ONAN, ETS 02-02-05 item 1 (scm) | Distribution Transformers
002473866 | TRANSFORMER,DISTRIBUTION | Groundmount, 11kV/433-250V, 315kVA, 3Ph, Air HV 180 LV Bsh, KNAN, FR3 Fluid Vol 580Ltr, Dyn 11, 7 Tap Positions, LV & HV Cable Box Fitted, OTI Dial Type, | Distribution Transformers
002435675 | TRANSFORMER,DISTRIBUTION | Padmount, 22kV/433-250V, 500kVA, 3 Ph, ONAN (Rect) LV Switchgear & Schneider RM6 HV RMU, 3 x Switch Disconnectors & 1 x Fuse Switch, Rect Plinth Nominal | Distribution Transformers
002435667 | TRANSFORMER,DISTRIBUTION | Padmount, 22kV/433-250V, 500kVA, 3 Ph, ONAN (Rect) LV Switchgear & Schneider RM6 HV RMU, 2 x Switch Disconnectors & 1 x Fuse Switch, Rect Plinth Nominal | Distribution Transformers
002435642 | TRANSFORMER,DISTRIBUTION | Padmount, 22kV/433-250V, 315kVA, 3 Ph, ONAN (Rect) LV Switchgear & Schneider RM6 HV RMU, 3 x Switch Disconnectors & 1 x Fuse Switch, Rect Plinth Nominal | Distribution Transformers
002435634 | TRANSFORMER,DISTRIBUTION | Padmount, 22kV/433-250V, 315kVA, 3 Ph, ONAN, LV Switchgear & Schneider RM6 HV RMU, 2 x Switch Disconnectors & 1 x Fuse Switch, Rect Plinth Nominal | Distribution Transformers
002404659 | TRANSFORMER,DISTRIBUTION | Padmount, 22kV, 1000kVA, 3 Ph, LV Switchgear & No HV Switchgear, 4100mm Lg Cubicle (scm) | Distribution Transformers
002404657 | TRANSFORMER,DISTRIBUTION | Padmount, 22kV, 1000kVA, 3 Ph, LV Switchgear & No HV Switchgear, 3700mm Lg Cubicle | Distribution Transformers
002404654 | TRANSFORMER,DISTRIBUTION | Padmount, 22kV, 500kVA, 3 Ph, LV Switchgear & No HV Switchgear, 3700mm Lg Cubicle | Distribution Transformers
002424067 | TRANSFORMER,DISTRIBUTION | Padmount, 22kV/433-250V, 315kVA, 3 Ph, 50Hz, ONAN, LV Switchgear & No HV Switchgear, Rect Plinth Nominal Size 1310 x 4100mm, ETS 02-02-02 (scm) | Distribution Transformers
002461473 | TRANSFORMER,DISTRIBUTION | Padmount, 11kV/433-250V, 1500kVA, 3 Ph (Sq) LV Switchgear, LV Statistical Meter & Siemens 8DJH HV RMU, JTS 02-02-03(scm) | Distribution Transformers
002435659 | TRANSFORMER,DISTRIBUTION | Padmount, 22kV/433-250V, 315kVA, 3 Ph, ONAN (Rect) LV Switchgear & Schneider RM6 HV RMU, 2 x Switch Disconnectors & 2 x Fuse Switch, Rect Plinth Nominal | Distribution Transformers
002427243 | TRANSFORMER,DISTRIBUTION | Groundmount, 11kV/433-250V, 500kVA, 3Ph, 180 LV Bsh, HV & LV Air Cable Box, ONAN, Dyn11, 7 Tap Positions, JTS 02-03-01 (scm) | Distribution Transformers
002435717 | TRANSFORMER,DISTRIBUTION | Padmount, 22kV/433-250V, 1000kVA, 3 Ph, ONAN (Rect) LV Switchgear (incl LV CB) & Schneider RM6 HV RMU, 2 x Switch Disconnectors & 2 x Fuse Switch, Rect | Distribution Transformers
002435709 | TRANSFORMER,DISTRIBUTION | Padmount, 22kV/433-250V, 1000kVA, 3 Ph, ONAN (Rect) LV Switchgear (incl LV CB) & Schneider RM6 HV RMU, 3 x Switch Disconnectors & 1 x Fuse Switch, Rect | Distribution Transformers
002435691 | TRANSFORMER,DISTRIBUTION | Padmount, 22kV/433-250V, 1000kVA, 3 Ph, ONAN (Rect) LV Switchgear (incl LV CB) & Schneider RM6 HV RMU, 2 x Switch Disconnectors & 1 x Fuse Switch, Rect | Distribution Transformers
002404649 | TRANSFORMER,DISTRIBUTION | Groundmount, 22kV/433-250V, 1000kVA, 3 Ph, 50Hz, ONAN, Cable Entry c/w HV Cable Box & LV Bushing, ETS 02-03-02 | Distribution Transformers
002404650 | TRANSFORMER,DISTRIBUTION | Groundmount, 22 kV/433-250V, 500kVA, 3 Ph, 50Hz, ONAN, Cable Entry c/w HV Cable Box & LV Bushings, ETS 02-02-02 Item 28 | Distribution Transformers
002408011 | TRANSFORMER,DISTRIBUTION | Groundmount, 22kV/433-250V, 1500kVA, 3 Ph, ONAN, HV Cable Box & LV Bushing, ETS 02-02-02 Item 30 (scm) | Distribution Transformers
002435626 | TRANSFORMER,DISTRIBUTION | Padmount, 22kV/433-250V, 200kVA, 3 Ph, ONAN (Rect) LV Switchgear & Schneider RM6 HV SFU, 1 x Switch Disconnector & 1 x Fuse Switch, Rect Plinth Nominal | Distribution Transformers
002404656 | TRANSFORMER,DISTRIBUTION | Padmount, 22kV, 500kVA, 3 Ph, LV Switchgear & No HV Switchgear, 4100mm Lg Cubicle (scm) | Distribution Transformers
002435683 | TRANSFORMER,DISTRIBUTION | Padmount, 22kV/433-250V, 500kVA, 3 Ph, ONAN (Rect) LV Switchgear & Schneider RM6 HV RMU, 2 x Switch Disconnectors & 2 x Fuse Switch, Rect Plinth Nominal | Distribution Transformers
002475093 | TRANSFORMER,DISTRIBUTION | Padmount Substation, 11kV, 315kVA, 3 Ph (Sq), ABB Safelink 2 (CFC) Switchgear & LV Switchgear, Ergon Branded w/o Padlock JTS 02-02-03 (scm) | Distribution Transformers
002405702 | TRANSFORMER,DISTRIBUTION | Padmount, 11kV, 500kVA, 3 Ph (Sq) LV Switchgear & no HV Switchgear, JTS 02-04-01 Item 8 (scm) | Distribution Transformers
002475127 | TRANSFORMER,DISTRIBUTION | Padmount Substation, 11kV, 1000kVA, 3 Ph (Sq), ABB Safelink 2 (CFC) Switchgear & LV Switchgear, Ergon Branded w/o Padlock JTS 02-02-03 (scm) | Distribution Transformers
002475119 | TRANSFORMER,DISTRIBUTION | Padmount Substation, 11kV, 750kVA, 3 Ph (Sq), ABB Safelink 2 (CFC) Switchgear & LV Switchgear, Ergon Branded w/o Padlock JTS 02-02-03 (scm) | Distribution Transformers
002475101 | TRANSFORMER,DISTRIBUTION | Padmount Substation, 11kV, 500kVA, 3 Ph (Sq), ABB Safelink 2 (CFC) Switchgear & LV Switchgear, Ergon Branded w/o Padlock JTS 02-02-03 (scm) | Distribution Transformers
002491090 | TRANSFORMER,DISTRIBUTION | Padmount, 11kV/415V, Insul 22kV (Sq), Mineral Oil Insulated, ONAN, DYN11, 7 Tap, c/w HV Siemens RTR RMU & LV Terasaki CB | Distribution Transformers
002427276 | TRANSFORMER,DISTRIBUTION | Groundmount, 11kV/433-250V, 1500kVA, 3Ph, HV & LV Air Cable Box, JTS 02-03-01 (scm) | Distribution Transformers
002427268 | TRANSFORMER,DISTRIBUTION | Groundmount, 11kV/433-250V, 1000kVA, 3Ph, ONAN, HV & LV Air Cable Box, JTS 02-03-01 (scm) | Distribution Transformers
002427250 | TRANSFORMER,DISTRIBUTION | Groundmount, 11kV/433-250V, 750kVA, 3Ph, HV & LV Air Cable Box, JTS 02-03-01 (scm) | Distribution Transformers
002402865 | TRANSFORMER,DISTRIBUTION | Groundmount, 33kV/433V, 1000kVA, 3 Ph, 50Hz, O/A 2004 x 1849mm, KNAN, Dyn11, HV Busing DIN Interface C, c/w LV & HV Cable Box (scm) | Distribution Transformers
002440022 | TRANSFORMER,DISTRIBUTION | Padmount, 11kV/433-250V, 100kVA (Sq) RMU 2x Switch & 1x Fuse, Steel Plinth, Station Service, NQ Std Unit, Wilson Dwg 880-7003-11 | Distribution Transformers
002489110 | TRANSFORMER,DISTRIBUTION | Groundmount, 22kV/433-250V, 315kVA, 3Ph, HV Bushing DIN Interface A, LV Bsh, KNAN FR3 Fluid, Dyn 11, 7 Tap Positions HV & LV Cable Box Fitted, Pressure Relief | Distribution Transformers
002402928 | TRANSFORMER,DISTRIBUTION | Padmount, 33/22kV, 315kVA, 3 Ph, HV Bush, 180 LV Bush | Distribution Transformers
000104277 | TRANSFORMER,DISTRIBUTION | Padmount, 11kV, 100kVA, 3 Ph (Sq) LV Switchgear & No HV Switchgear, Front Entry, JTS 02-04-01 Item 6 | Distribution Transformers
000025119 | TRANSFORMER,DISTRIBUTION | Padmount, 11kV, 750kVA, (Sq) HV Haz LV Bsh, Mineral Oil Insulated, ONAN, DYN 11, 3CR12 Cubicle, 7 Tap Posn c/w Siemens 8DJH RMU RRT Non-Ext HV RMU & | Distribution Transformers
002405704 | TRANSFORMER,DISTRIBUTION | Padmount, 11kV, 200kVA, 3 Ph (Sq) Weber LV Switchgear & No HV Switchgear (scm) | Distribution Transformers
002469781 | TRANSFORMER,DISTRIBUTION | 11kV, 1500kVA, 3 Ph, Epoxy Encapsulated Dry Type, IP21 Enclosure, Top or Bottom Cable Entry, 7Tap 6% Z, 75kV BIL Impulse Strength c/w LV Monitoring, | Distribution Transformers
002408086 | TRANSFORMER,DISTRIBUTION | Padmount, 22kV/433-250V, 500kVA, 3 Ph, ONAN (Rect) LV Switchgear & HV RMU, 2 x Switch Disconnectors & 1 x Fuse Switch, Rect Plinth Nominal | Distribution Transformers
002402052 | TRANSFORMER,DISTRIBUTION | Padmount, 11kV, 750kVA, 3 Ph (Rect) No LV Switchgear or HV Switchgear | Distribution Transformers
002408169 | TRANSFORMER,DISTRIBUTION | Padmount, 22kV/433-250V, 1000kVA, 3 Ph, ONAN (Rect) LV Switchgear & F&G HV RMU, 3 x Switch Disconnectors & 1 x Fuse Switch, Rect Plinth Nominal | Distribution Transformers
002408128 | TRANSFORMER,DISTRIBUTION | Padmount, 22kV/433-250V, 1000kVA, 3 Ph, ONAN (Rect) LV Switchgear & HV RMU, 2 x Switch Disconnectors & 1 x Fuse Switch, Rect Plinth Nominal | Distribution Transformers
002408078 | TRANSFORMER,DISTRIBUTION | Padmount, 22kV/433-250V, 315kVA, 3 Ph, ONAN (Rect) LV Switchgear & F&G HV RMU, 3 x Switch Disconnectors & 1 x Fuse Switch, Rect Plinth Nominal | Distribution Transformers
002492148 | TRANSFORMER,DISTRIBUTION | Groundmount, 33kV/433V, 1500kVA, 3Ph, 50Hz, O/A 1921 x 1948mm, KNAN, Dyn11, HV Bushing DIN Interface C, c/w LV & HV Cable Box (scm) | Distribution Transformers
002424083 | TRANSFORMER,DISTRIBUTION | Padmount, 22kV/433-250V, 500kVA, 3 Ph, ONAN (Rect) LV Switchgear & F&G HV RMU, 2 x Switch Disconnectors & 1 x Fuse Switch, Rect Plinth Nominal | Distribution Transformers
000859803 | TRANSFORMER,DISTRIBUTION | SWER Pole Mount, 12.7kV, 10kVA (Pallet x 4) (scm) | Distribution Transformers
000859722 | TRANSFORMER,DISTRIBUTION | Pole Mount, 22kV, 25kVA, 3 Ph (Pallet x 2) (scm) | Distribution Transformers
002461465 | TRANSFORMER,DISTRIBUTION | Padmount, 11kV/433-250V, 1000kVA, 3 Ph (Sq) LV Switchgear, LV Statistical Meter & Siemens 8DJH HV RMU, JTS 02-02-03(scm) | Distribution Transformers
002402872 | TRANSFORMER,DISTRIBUTION | Pole Mount, 33kV, 500kVA, 3 Ph (scm) | Distribution Transformers
000104382 | TRANSFORMER,DISTRIBUTION | Pole Mount, 22kV, 50kVA, 1 Ph (Pallet x 2) (scm) | Distribution Transformers
002461457 | TRANSFORMER,DISTRIBUTION | Padmount, 11kV/433-250V, 750kVA, 3 Ph (Sq) LV Switchgear, LV Statistical Meter & Siemens 8DJH HV RMU, JTS 02-02-03(scm) | Distribution Transformers
002461440 | TRANSFORMER,DISTRIBUTION | Padmount, 11kV/433-250V, 500kVA, 3 Ph (Sq) LV Switchgear, LV Statistical Meter & Siemens 8DJH HV RMU, JTS 02-02-03(scm) | Distribution Transformers
002461432 | TRANSFORMER,DISTRIBUTION | Padmount, 11kV/433-250V, 315kVA, 3 Ph (Sq) LV Switchgear, LV Statistical Meter & Siemens 8DJH HV RMU, JTS 02-02-03(scm) | Distribution Transformers
000104276 | TRANSFORMER,DISTRIBUTION | Padmount, 11kV, 1000kVA, 3 Ph (Sq) LV Switchgear & No HV Switchgear, Front Entry, JTS 02-04-01 Item 10 (scm) | Distribution Transformers
002402826 | TRANSFORMER,DISTRIBUTION | Pole Mount, 33kV, 315kVA, 3 Ph (scm) | Distribution Transformers
002402013 | TRANSFORMER,DISTRIBUTION | Pole Mount, 33kV, 200kVA, 3 Ph (scm) | Distribution Transformers
000104275 | TRANSFORMER,DISTRIBUTION | Padmount, 11kV, 750kVA, 3 Ph (Sq) LV Switchgear & No HV Switchgear, JTS 02-04-01 Item 9 (scm) | Distribution Transformers
002405710 | TRANSFORMER,DISTRIBUTION | Padmount, 11kV, 1000kVA, 3 Ph (Rect) LV Switchgear, LV Statistical Meter & HV RMU, ETS 02-02-01 | Distribution Transformers
000860555 | TRANSFORMER,DISTRIBUTION | Padmount, 11kV, 750kVA, 3 Ph (Rect) LV Switchgear, LV Statistical Meter & HV RMU, ETS 02-02-01 | Distribution Transformers
000860447 | TRANSFORMER,DISTRIBUTION | Padmount, 11kV, 500kVA, 3 Ph (Rect) LV Switchgear, LV Statistical Meter & HV RMU, ETS 02-02-01 | Distribution Transformers
000859710 | TRANSFORMER,DISTRIBUTION | Pole Mount, 22kV, 25kVA, 1 Ph (Pallet x 4) (scm) | Distribution Transformers
000859706 | TRANSFORMER,DISTRIBUTION | Pole Mount, 22kV, 10kVA, 1 Ph (Pallet x 4) (scm) | Distribution Transformers
000860439 | TRANSFORMER,DISTRIBUTION | Padmount, 11kV, 315kVA, 3 Ph (Rect) LV Switchgear, LV Statistical Meter & HV RMU, ETS 02-02-01 | Distribution Transformers
000860554 | TRANSFORMER,DISTRIBUTION | Padmount, 11kV, 750kVA, 3 Ph (Rect) LV Switchgear & No HV Switchgear, JTS 02-02-01 Item 7 (scm) | Distribution Transformers
000859684 | TRANSFORMER,DISTRIBUTION | Pole Mount, 11kV, 500kVA, 3 Ph (scm) | Distribution Transformers
000859676 | TRANSFORMER,DISTRIBUTION | Pole Mount, 11kV, 315kVA, 3 Ph (scm) | Distribution Transformers
000859668 | TRANSFORMER,DISTRIBUTION | Pole Mount, 11kV, 200kVA, 3 Ph (scm) | Distribution Transformers
000860446 | TRANSFORMER,DISTRIBUTION | Padmount, 11kV, 500kVA, 3 Ph, LV Switchgear & No HV Switchgear, JTS 02-02-01 Item 6 (scm) | Distribution Transformers
002402012 | TRANSFORMER,DISTRIBUTION | Pole Mount, 33kV, 100kVA, 3 Ph (scm) | Distribution Transformers
000859641 | TRANSFORMER,DISTRIBUTION | Pole Mount, 11kV, 100kVA, 3 Ph (scm) | Distribution Transformers
000859633 | TRANSFORMER,DISTRIBUTION | Pole Mount, 11kV, 63kVA, 3 Ph, (Pallet x 2) (scm) | Distribution Transformers
000860438 | TRANSFORMER,DISTRIBUTION | Padmount, 11kV, 315kVA, 3 Ph (Rect) LV Switchgear & No HV Switchgear, JTS 02-02-01 Item 5 (scm) | Distribution Transformers
000104385 | TRANSFORMER,DISTRIBUTION | SWER Pole Mount, 11kV, 50kVA (Pallet x 2) (scm) | Distribution Transformers
002402011 | TRANSFORMER,DISTRIBUTION | Pole Mount, 33kV, 63kVA, 3 Ph (Pallet x 2) (scm) | Distribution Transformers
000859625 | TRANSFORMER,DISTRIBUTION | Pole Mount, 11kV, 25kVA, 3 Ph, (Pallet x 2) (scm) | Distribution Transformers
002405689 | TRANSFORMER,DISTRIBUTION | Pole Mount, 11kV, 50kVA, 1 Ph (Pallet x 2) (scm) | Distribution Transformers
002406498 | TRANSFORMER,DISTRIBUTION | SWER Pole Mount, 11kV, 25kVA (Pallet x 4) (scm) | Distribution Transformers
002406496 | TRANSFORMER,DISTRIBUTION | SWER Pole Mount, 11kV, 10kVA (Pallet x 4) (scm) | Distribution Transformers
002405674 | TRANSFORMER,DISTRIBUTION | SWER Pole Mount, 19.1kV, 50kVA c/w Spark Gaps fitted to HV Bushings | Distribution Transformers
002402830 | TRANSFORMER,DISTRIBUTION | Pole Mount, 33kV, 10kVA, 1 Ph (Pallet x 4) (scm) | Distribution Transformers
002477990 | TRANSFORMER,DISTRIBUTION | Padmount, 11kV, 1000 kVA, 4-Way (Sq), ONAN, DYN11, 3CR12 Cubicle, c/w ABB Safelink 2 CFCC & LV Switchboard w/ Jean Muller Switchgear, LV Monitoring, LV CTs | Distribution Transformers
002477982 | TRANSFORMER,DISTRIBUTION | Padmount, 11kV, 750 kVA, 4-Way (Sq), ONAN, DYN11, 3CR12 Cubicle, c/w ABB Safelink 2 CFCC & LV Switchboard w/ Jean Muller Switchgear, LV Monitoring, LV CTs | Distribution Transformers
002405680 | TRANSFORMER,DISTRIBUTION | SWER Pole Mount, 12.7kV, 50kVA (scm) | Distribution Transformers
000859781 | TRANSFORMER,DISTRIBUTION | Pole Mount, 22kV, 500kVA, 3 Ph (scm) | Distribution Transformers
000859897 | TRANSFORMER,DISTRIBUTION | Pole Mount, 22kV, 315kVA, 3 Ph (scm) | Distribution Transformers
002477974 | TRANSFORMER,DISTRIBUTION | Padmount, 11kV, 500 kVA, 4-Way (Sq), ONAN, DYN11, 3CR12 Cubicle, c/w ABB Safelink 2 CFCC & LV Switchboard w/ Jean Muller Switchgear, LV Monitoring, LV CTs | Distribution Transformers
002477966 | TRANSFORMER,DISTRIBUTION | Padmount, 11kV, 315 kVA, 4-Way (Sq), ONAN, DYN11, 3CR12 Cubicle, c/w ABB Safelink 2 CFCC & LV Switchboard w/ Jean Muller Switchgear, LV Monitoring, LV CTs | Distribution Transformers
000859807 | TRANSFORMER,DISTRIBUTION | SWER Pole Mount, 12.7kV, 25kVA (Pallet x 4) (scm) | Distribution Transformers
000104383 | TRANSFORMER,DISTRIBUTION | Pole Mount, 33kV, 50kVA, 1 Ph (Pallet x 2) (scm) | Distribution Transformers
002402010 | TRANSFORMER,DISTRIBUTION | Pole Mount, 33kV, 25kVA, 3 Ph (Pallet x 2) (scm) | Distribution Transformers
000859612 | TRANSFORMER,DISTRIBUTION | Pole Mount, 11kV, 25kVA, 1 Ph, (Pallet x 4) (scm) | Distribution Transformers
000859609 | TRANSFORMER,DISTRIBUTION | Pole Mount, 11kV, 10kVA, 1 Ph, (Pallet x 4) (scm) | Distribution Transformers
000860542 | TRANSFORMER,DISTRIBUTION | SWER Pole Mount, 19.1kV, 25kVA (Pallet x 2) (scm) | Distribution Transformers
000859811 | TRANSFORMER,DISTRIBUTION | SWER Pole Mount, 19.1kV, 10kVA (Pallet x 2) (scm) | Distribution Transformers
002402059 | TRANSFORMER,DISTRIBUTION | Pole Mount, 33kV, 25kVA, 1 Ph (Pallet x 4) (scm) | Distribution Transformers
000003670 | TRANSFORMER,EARTHING | 11kV, 240A, 8kA/30 Sec, 2.5 Ohms, No Aux Supply, for Effecitvely Earthed Systems, ZN Vector Group, Dwg 1044565, EESS-10737 Rev: 0A, ETS 2006/0132/T | Substation Transformers
000000228 | TRANSFORMER,EARTHING | 11kV, Tria Thai, S/N 4512514, YOM 2002 | Network Spares
002486918 | TRANSFORMER,EARTHING | 11kV, 2500A/10 Sec, 9 Ohms/Ph, ZN, KNAN, Natural Ester, Interface C1 Bushings, CT Mounts | Substation Transformers
000000230 | TRANSFORMER,EARTHING | 33kV, AREVA, S/N 33R8657, YOM 2006 | Network Spares
002486900 | TRANSFORMER,EARTHING | 11kV, 2500A/10 Sec, 8 Ohms/Ph, ZN, KNAN, Natural Ester, Interface C1 Bushings, CT Mounts | Substation Transformers
000003356 | TRANSFORMER,EARTHING | Ground Fault, Zig Zag S/Steel, St George STATCOM | Substation Transformers
002482842 | TRANSFORMER,EARTHING | 22kV, 200A, 6.6kA/30 Sec, 4.79 Ohms/Ph, ZN, Mineral Oil, ONAN, Dwg 931121-03, ETS 2006/0106/T | Substation Transformers
000859943 | TRANSFORMER,ISOLATION | SWER Pole Mount, 22/19.1kV/500-250V, 100/100/10kVA (Pallet x 1) (scm) | Distribution Transformers
002402880 | TRANSFORMER,ISOLATION | SWER Platform Mount, 11/38.1kV, 300/300kVA, No LV, Centre Tapped Secondary for Duplex | Distribution Transformers
002406501 | TRANSFORMER,ISOLATION | SWER Pole Mount, 11/11kV, 500-250V, 200/200/10kVA (scm) | Distribution Transformers
002406500 | TRANSFORMER,ISOLATION | SWER Pole Mount, 11/11kV, 100/100kVA, No LV, TS 02-01-01 (Pallet x 1) (scm) | Distribution Transformers
000859927 | TRANSFORMER,ISOLATION | SWER Pole Mount, 22/12.7kV/500-250V, 100/100/10kVA (Pallet x 1) (scm) | Distribution Transformers
000859919 | TRANSFORMER,ISOLATION | SWER Pole Mount, 11/12.7kV/500-250V, 100/100/10kVA (Pallet x 1) (scm) | Distribution Transformers
002402914 | TRANSFORMER,ISOLATION | SWER Pole/Platform Mount, 22/12.7kV/ 500-250V, 200/200/10kVA (scm) | Distribution Transformers
000104212 | TRANSFORMER,ISOLATION | SWER Pole/Platform Mount, 11/19.1kV/ 500-250V, 200/200/10kVA (scm) | Distribution Transformers
000104211 | TRANSFORMER,ISOLATION | SWER Pole/Platform Mount, 11/19.1kV/ 500-250V, 100/100/10kVA (Pallet x 1) (scm) | Distribution Transformers
000104184 | TRANSFORMER,ISOLATION | SWER Pole Mount, 11/12.7kV/500-250V, 200/200/10kVA, TS 02-01-01 Item 54 (scm) | Distribution Transformers
002402039 | TRANSFORMER,ISOLATION | SWER Pole Mount, 11/19.1kV/500-250V, 63/63/10kVA | Distribution Transformers
002406858 | TRANSFORMER,ISOLATION | SWER Pole Mount, 11/19.1kV/500-250V, 350/350/10kVA | Distribution Transformers
000104785 | TRANSFORMER,ISOLATION | SWER Pole/Platform Mount, 22/11kV/ 500-250V, 100/100/10kVA | Distribution Transformers
000859982 | TRANSFORMER,ISOLATION | SWER Pole Mount, 19.1/12.7kV/500-250V, 100/100/10kVA | Distribution Transformers
002444057 | TRANSFORMER,ISOLATION | SWER Pole Mount, 19.1/12.7kV/500-250V, 200/200/10kVA | Distribution Transformers
000104784 | TRANSFORMER,ISOLATION | SWER Pole/Platform Mount, 22/11kV/ 500-250V, 200/200/10kVA | Distribution Transformers
002406854 | TRANSFORMER,ISOLATION | SWER Padmount, 11/12.7kV/500-250V, 1000/1000/10kVA, WB Dwg A4-1667 Sh 4 | Distribution Transformers
002482222 | TRANSFORMER,ISOLATION | AFLC, 66kV, 3 Ph, 269kVA, 224mH, 217hZ ONAN Isolation Transformer/Reactor, EESS-10730-01-0E | Substation
000024219 | TRANSFORMER,ISOLATION | 15-25kV Isolation, 150 Ohm I/O, Wide Pass Band, suit XDSL, 8kHz to 12MHz, Encapulated in Epoxy Resin, use to Isolate Single 2-Wire Channel | Distribution Transformers
002489755 | TRANSFORMER,ISOLATION | SWER, Hybrid, 11kV/19.1kV, 500kVA, 1Ph, 50Hz, ONAN, Dwg 0550-0044 & Rating Plate Dwg 0050-3239 | Distribution Transformers
002402919 | TRANSFORMER,ISOLATION | SWER Pole/Platform Mount, 33/19.1kV/ 500-250V, 200/200/10kVA (scm) | Distribution Transformers
002402917 | TRANSFORMER,ISOLATION | SWER Pole/Platform Mount, 33/12.7kV/ 500-250V, 200/200/10kVA (scm) | Distribution Transformers
002402916 | TRANSFORMER,ISOLATION | SWER Pole Mount, 33/12.7kV/500-250V, 100/100/10kVA, TS 02-01-01 Item 33 (Pallet x 1) (scm) | Distribution Transformers
000859842 | TRANSFORMER,ISOLATION | SWER Pole Mount, 22/19.1kV/500-250V, 200/200/10kVA (scm) | Distribution Transformers
000866001 | TRANSFORMER,METERING | 11kV/110kV, 400A, 3Ph, Distribution Use ONLY c/w 11kV/110V, 3Ph 50VA/ph Cls 0.5m3p VT, 3 x 200/5 Cls 15VA/ph 0.5m2 CT, 6 x HV Bushings, Pole/Platform Mount | Meters
002401549 | TRANSFORMER,METERING | 33kV/110V, 200A, 3Ph c/w 33kV/110V, 3Ph Cls 0.5m VT 3 x 100/50/5 Cls 0.5m2 CT, 6 x HV Bushings, Pole/Platform Mount, Galv c/w Surge Arrester Brackets Fitted | Meters
001276685 | TRANSFORMER,METERING | Current Transformer, Indoor, LV 660V, 800/5 (8-1600) Amp, Output 15VA Burden 0.6 Ohms, Class 0.5 S Ext 200%, Type 'T', 85mm ID, to AS60044.1 | Meters
000000156 | TRANSFORMER,METERING | Circle-C, 11kV, Core 1, 300/200/100/5A | Network Spares
002456622 | TRANSFORMER,METERING | 11kV/110V, 3 ph c/w 11kV/110V, 3 Ph Cls 0.5M VT, 100/5 Cls 0.5ME CT, 6 x HV Bushings | Meters
000000155 | TRANSFORMER,METERING | Circle-C, 11kV, Cores 1&2, 300/100/5A | Network Spares
002487270 | TRANSFORMER,METERING | 22kV/110V, 400A Cont, 3Ph, c/w 22kV/110V 3Ph Cls 0.5m VT, 3 x 400/5 Class 0.5s ext 125% 15VA CTs,6 x HV Bushings, Pole/ Platform Mount c/w Surge Arrester | Meters
002459915 | TRANSFORMER,METERING | 11kV/110kV, 3 Ph, Substation Use ONLY c/w 11kV/110V, 3 Ph 50VA/ph Cls 0.5m VT, 3 x 200/100/5 Cls 0.5m2 7.5VA CT, 6 x HV Bushings, Pole/Platform Mount | Meters
002456630 | TRANSFORMER,METERING | 22kV/110V, 3 Ph c/w 22kV/110V, 3 Ph Cls 0.5M VT, 100/5 15VA Cls 0.5ME CT, 6 x HV Bushings | Meters
002456648 | TRANSFORMER,METERING | 33kV/110V, 3 Ph c/w 33kV/110V, 3 Ph Cls 0.5M VT, 100/5 15VA Cls 0.5ME CT, 6 x HV Bushings | Meters
002425072 | TRANSFORMER,METERING | 12.7kV/127V, 1 Ph c/w 12.7kV/127V 1 Ph Cls. 0.5M VT, 2/1A Cls 0.5M CT, Pole Mount, Galv with Surge Arrester Brackets fitted (scm) | Meters
000000337 | TRANSFORMER,METERING | Circle-C, 12kV/110V, 50Hz, Post Type 3Ph Outdoor, 0.5M, Oil, p/n 30209 | Network Spares
001276659 | TRANSFORMER,METERING | Current Indoor, 660V, Ratio 1000/2000/ 3000/5A, Class 0.5m, Type C, 112mm ID Hole | Meters
001276538 | TRANSFORMER,METERING | Current Transformer, Indoor, LV 660V, 1500/5 (15-3750) Amp, Output 15VA Burden 0.6 Ohms, Class 0.5 S Ext 200%, Type 'W', 112mm ID, to AS60044.1 | Meters
001276655 | TRANSFORMER,METERING | Current Transformer, Indoor, LV 660V, 200/5 (2-400) Amp, Output 5VA Burden 0.2 Ohms, Class 0.5 S Ext 200%, Type 'S', 45mm ID, to AS60044.1 | Meters
000866052 | TRANSFORMER,METERING | 22kV/110V, 200A, 3Ph c/w 22kV/110V, 3Ph Cls 0.5m VT, 3 x 50-100/5 Cls 0.5s ext 200% 15VA CTs, 6 x HV Bushings, Pole/ Platform Mount, Galv c/w Surge Arrester | Meters
000003001 | TRANSFORMER,POWER | 132/33/11kV, 63/63/20.8MVA, YNyn0d1, 15/35/19.1%, A/A/C, 21T -20/+5%, 110V, OCM, Conservator, LDC-33, CT-N-1-1N, CT-N-1-15N, CT-N-1-8N, | Substation
000003013 | TRANSFORMER,POWER | 33/11kV, 3.15MVA, Dyn11, 6.25%, A/A, 21T -20/+5%, 240V, Conservator, LDC-11, Metering, Protection, Aux PIT's, ETS 2006/0132/T(46-1) | Substation
000005033 | TRANSFORMER,POWER | 66/22kV, 6.3MVA, DYN1/DYN11, HV to LV 10%, 23T +10% to -17.5%, CTs: CT-66-3-9A, CT's: CT-22-3-5, CT-N-1-5N, Mineral Oil, ETS 2006/0132/T | Substation
000003072 | TRANSFORMER,POWER | 66/11kV, 3.15MVA, Dyn11, 6.25%, A/A, 21T -20/+5%, 110V, Conservator, CT-66-3-9, LDC-11, VT-11-D1, ETS 2006/0132/T(47-0) | Substation
000003458 | TRANSFORMER,POWER | 132/66/11kV, 50/63MVA, YNa0d1, HV to MV 15%, HV to LV 35%, 23T -17.5% to +10%, CTs: CT-N-1-2N CT-N-3-2M, EQTS-PT-01 Item 13 | Substation Transformers
000003481 | TRANSFORMER,POWER | 66/22kV, 25/32MVA, Dyn1, HV to LV 18%, 23T -17.5% to +10%, CTs: CT-66-3-8 CT-N-1-3N, ETS 2006/0132/T Item 26 | Substation
000003014 | TRANSFORMER,POWER | 33/11kV, 3.15MVA, Dyn11, 6.25%, A/A, 21T -20/+5%, 110V, Conservator, LDC-11, Metering, Protection, Aux PIT's, ETS 2006/0132/T(46-0) | Substation
000003002 | TRANSFORMER,POWER | 110/66/11kV, 32/32/17.3MVA, YNa0d1, 17/59/41%, A/A/C, 21T -20/+5%, 110V, Conservator,LDC-66, CT-N-3-2M, CT-N-1-4N CT-N-1-8N, ETS 2006/0132/T(15-1) | Substation
000003464 | TRANSFORMER,POWER | 132/22kV, 25/32MVA, YNd11, HV to LV 13.5%, 23T -17.5% to +10%, CTs: CT-N-1-1N, ETS 2006/0132/T Item 9 | Substation Transformers
000003003 | TRANSFORMER,POWER | 110/11kV, 20MVA, YNd11, 12.5%, A/C, 21T -20/+5%, 110V, Conservator, LDC-11, CT-N-1-1N, ETS 2006/0132/T(20-1) | Substation
000003483 | TRANSFORMER,POWER | 66/22kV, 8/10MVA, Dyn1, HV to LV 10%, 21T -20% to +5%, CTs: CT-66-3-9 CT-N-1-5N, ETS 2006/0132/T Item 28 | Substation
000003482 | TRANSFORMER,POWER | 66/22kV, 15/20MVA, Dyn1, HV to LV 15%, 21T -20% to +5%, CTs: CT-66-3-8 CT-N-1-3N, ETS 2006/0132/T Item 27 | Substation
000003480 | TRANSFORMER,POWER | 66/33/11kV, 5/6.3MVA, YNa0d1, HV to MV 10%, HV to LV 25%, 21T -20% to +5%, CTs: CT-1-N-2N CT-N-3-2M, ETS 2006/0132/T Item 25 | Substation
000003479 | TRANSFORMER,POWER | 66/33/11kV, 8/10MVA, YNa0d1, HV to MV 12.5%, HV to LV 30%, 21T -20% to +5%, CTs: CT-1-N-2N CT-N-3-2M, ETS 2006/0132/T Item 24 | Substation
002482123 | TRANSFORMER,POWER | 132/66/11kV, 25/32MVA, YNa0d1, HV to MV 15%, HV to LV 40%, MV to LV 20%, 23T +10% to -17.5%, CT-N-1-2N, CT-N-3-2M Mineral Oil, ETS 2006/0132/T | Substation
000003358 | TRANSFORMER,POWER | 66/22kV, 10MVA, Dyn1, 8.35%, A/C, 17T -15/+5%, 110V, Conservator, CT-66-3-12, CT-22-2-L4, CT-22-1-WA, CT-N-1-21N, ETS 2006/0132/T(28-3) | Substation Transformers
000003455 | TRANSFORMER,POWER | 66/11kV, 19/26/32MVA, Dyn1, 20%, A/C, 21T -20/+5%, 48V, Conservator, CT-N-1-3N, ETS 2006/0132/T(30B-4) | Substation
000003762 | TRANSFORMER,POWER | Padmount, 66/11kV, 250kVA, 3 Ph, 50Hz, ONAN, Dwg 954150-03 | Substation
000003594 | TRANSFORMER,POWER | 110/11kV, 32/40MVA, YNd11, 24%, Detached Radiators, for Toowoomba Central, EE Dwg 1037893, ETS 2006/0132/T Item 19B | Substation
002468031 | TRANSFORMER,POWER | 132-110/33kV, 25/32MVA ONAN/ODAN, YNyn0+d, 21T +10% to -15%, Mineral Oil, CT-N-1-1N(HV), CT-N-1-3N(MV), ETS 2006/0132/T | Substation Transformers
002469799 | TRANSFORMER,POWER | 66/22kV, 20MVA, Dyn1, 15%, A/C, 23T -17.5/+10%, 110V, Conservator, CT-22-1-L2, CT-N-1-13N, ETS 2006/0132/T | Substation
000005037 | TRANSFORMER,POWER | 66/33kV, 60/80MVA, DYN11, HV to LV 12.5%, 17T +10% to -10%, Mineral Oil, ETS 2006/0132/T | Substation
000003461 | TRANSFORMER,POWER | 132/33/11kV, 25/32MVA, YNyn0d1, HV to MV 15%, HV to LV 35%, 21T -20% to +5%, CTs: CT-N-1-1N CT-N-3N, ETS 2006/0132/T Item 6 | Substation
000003460 | TRANSFORMER,POWER | 132/33/11kV, 50/63MVA, YNyn0d1, HV to MV 15%, HV to LV 35%, 21T -20% to +5%, CTs: CT-N-1-1N CT-N-3N, ETS 2006/0132/T Item 5 | Substation
000003459 | TRANSFORMER,POWER | 132/33/11kV, 60/80MVA, YNyn0d1, HV to MV 15%, HV to LV 35%, 21T -20% to +5%, CTs: CT-N-1-1N CT-N-3N, ETS 2006/0132/T Item 4 | Substation
000003457 | TRANSFORMER,POWER | 132/66/11kV, 60/80MVA, YNa0d1, HV to MV 15%, HV to LV 35%, 21T -20% to +5%, CTs: CT-N-1-2N CT-N-3-2M, ETS 2006/0132/T Item 2 | Substation
000003456 | TRANSFORMER,POWER | 132/66/11kV, 80/100MVA, YNa0d1, HV to MV 13.5%, HV to LV 35%, 21T -20% to +5%, CTs: CT-N-1-2N CT-N-3-2M, ETS 2006/0132/T Item 1 | Substation
000003433 | TRANSFORMER,POWER | 33/11kV, 8/10MVA, Dyn11, 10%, A/C, 21T -20/+5%, 110V, Conservator, CT-11-3-8, CT-N-1-5N, ETS 2006/0132/T(37-5) | Substation
000003470 | TRANSFORMER,POWER | 110/66/11kV, 25/32MVA, YNyn0d1, HV to MV 17%, HV to LV 35%, 21T -20% to +5%, CTs: 2 x CT-N-1-1N, ETS 2006/0132/T Item 15 | Substation
000003468 | TRANSFORMER,POWER | 110/66/11kV, 50/63MVA, YNyn0d1, HV to MV 19%, HV to LV 35%, 21T -20% to +5%, CTs: 2 x CT-N-1-1N, ETS 2006/0132/T Item 13 | Substation
000003469 | TRANSFORMER,POWER | 110/66/11kV, 75/100MVA, YNyn0d1, HV to MV 25%, HV to LV 35%, 21T -20% to +5%, CTs: 2 x CT-N-1-1N, ETS 2006/0132/T Item 14 | Substation
000003467 | TRANSFORMER,POWER | 132/11kV, 15/20MVA, YNd11, HV to LV 12.5%, 21T -20% to +5%, CTs: CT-N-1-1N, ETS 2006/0132/T Item 12 | Substation
000003466 | TRANSFORMER,POWER | 132/11kV, 25/32MVA, YNd11, HV to LV 9%, 21T -20% to +5%, CTs: CT-N-1-1N, ETS 2006/0132/T Item 11 | Substation
000003465 | TRANSFORMER,POWER | 132/22kV, 15/20MVA, YNd11, HV to LV 15%, 21T -20% to +5%, CTs: CT-N-1-1N, ETS 2006/0132/T Item 10 | Substation Transformers
000003463 | TRANSFORMER,POWER | 132/22kV, 50/63MVA, YNd11, HV to LV 15%, 21T -20% to +5%, CTs: CT-N-1-1N, ETS 2006/0132/T Item 8 | Network Spares
000003462 | TRANSFORMER,POWER | 132/22kV, 60/80MVA, YNd11, HV to LV 30%, 21T -20% to +5%, CTs: CT-N-1-1N, ETS 2006/0132/T Item 7 | Substation Transformers
000003075 | TRANSFORMER,POWER | 66/11kV, 32MVA, Dyn1, 10%, A/C, 21T -20/+5%, 110V, Conservator, CT-11-1-L2, CT-N-1-3N, ETS 2006/0132/T(30A-1) | Substation
000003073 | TRANSFORMER,POWER | 66/11kV, 10MVA, Dyn1/Dyn11, 10%, A/A, 21T -20/+5%, 110V, Conservator, CT-66-3-7, CT-11-3-12, LDC-11, CT-N-1-12N, ETS 2006/0132/T(32-4) | Substation
000003012 | TRANSFORMER,POWER | 33/11kV, 20MVA, Dyn1, 15%, P/C, 21T -20/+5%, 110V, Conservator, LDC-11, CT-N-1-3N, Aux PIT's, ETS 2006/0132/T(36-1) | Substation
000003011 | TRANSFORMER,POWER | 33/11kV, 32MVA, Dyn11, 20%, P/C, 21T -20/+5%, 110V, Conservator, LDC-11, CT-N-1-3N, ETS 2006/0132/T(35-1) | Substation
000003010 | TRANSFORMER,POWER | 66/11kV, 6.3MVA, Dyn1, 10%, A/C, 21T -20/+5%, 48V, Conservator, CT-66-3-9, LDC-11, CT-N-1-5N, Aux PIT's, ETS 2006/0132/T(33-4) | Substation
000003009 | TRANSFORMER,POWER | 66/11kV, 10MVA, Dyn1, 10%, A/C, 21T -20/+5%, 48V, Conservator, CT-66-3-9, LDC-11, CT-N-1-5N, Aux PIT's, ETS 2006/0132/T(32-4) | Substation
000003008 | TRANSFORMER,POWER | 66/11kV, 10MVA, Dyn1, 10%, A/C, CT-66-3-9, LDC, CT-N-1-5N, 110V, Aux PIT's, ETS 2006/0132/T(32-0) | Substation
000003007 | TRANSFORMER,POWER | 66/11kV, 20MVA, Dyn1, 15%, A/C, 21T -20/+5%, 110V, Conservator, CT-66-3-8, CT-11-1-L4, CT-N-1-16N, ETS 2006/0132/T(31B-1) | Substation
000003005 | TRANSFORMER,POWER | 66/11kV, 32MVA, Dyn1, 20%, A/C, 21T -20/+5%, 110V, Conservator, CT-11-1-L2, CT-N-1-14N, ETS 2006/0132/T(30B-2) | Substation
000003432 | TRANSFORMER,POWER | 33/11kV, 8/10MVA, Dyn11, 10%, A/A, 21T -20/+5%, 110V, Conservator, CT-11-3-8, CT-N-1-5N, ETS 2006/0132/T(37-4) | Substation
000003431 | TRANSFORMER,POWER | 66/11kV, 8/10MVA, Dyn1, 10%, A/C, 21T -20/+5%, 110V, Conservator, CT-N-1-5N, ETS 2006/0132/T(32-6) | Substation
000003430 | TRANSFORMER,POWER | 66/11kV, 15/20MVA, Dyn1, 10%, A/C, 21T -20/+5%, 110V, Conservator, CT-11-3-8, CT-N-1-3N, ETS 2006/0132/T(31A-2) | Substation
000003429 | TRANSFORMER,POWER | 66/11kV, 8/10MVA, Dyn1, 10%, A/C, 21T -20/+5%, 48V, Conservator, CT-N-1-5N, ETS 2006/0132/T(32-5) | Substation
000003495 | TRANSFORMER,POWER | 33/11kV, 5/6.3MVA, Dyn1, HV to LV 10%, 21T -20% to +5%, CTs: CT-N-1-5N, ETS 2006/0132/T Item 38 | Substation
000003494 | TRANSFORMER,POWER | 33/11kV, 8/10MVA, Dyn1, HV to LV 10%, 21T -20% to +5%, CTs: CT-N-1-5N, ETS 2006/0132/T Item 37 | Substation
000003493 | TRANSFORMER,POWER | 33/11kV, 15/20MVA, Dyn1, HV to LV 15%, 21T -20% to +5%, CTs: CT-N-1-3N, ETS 2006/0132/T Item 36 | Substation
000003492 | TRANSFORMER,POWER | 33/11kV, 25/32MVA, Dyn1, HV to LV 20%, 21T -20% to +5%, CTs: CT-N-1-3N, ETS 2006/0132/T Item 35 | Substation
000003491 | TRANSFORMER,POWER | 33/22kV, 5/6.3MVA, Dyn1, HV to LV 10%, 21T -20% to +5%, CTs: CT-N-1-5N, ETS 2006/0132/T Item 34 | Substation
000003490 | TRANSFORMER,POWER | 66/11kV, 5/6.3MVA, Dyn1, HV to LV 10%, 21T -20% to +5%, CTs: CT-66-3-9 CT-N-1-5N, ETS 2006/0132/T Item 33 | Substation
000003489 | TRANSFORMER,POWER | 66/11kV, 8/10MVA, Dyn1, HV to LV 10%, 21T -20% to +5%, CTs: CT-66-3-9 CT-N-1-5N, ETS 2006/0132/T Item 32 | Substation
000003488 | TRANSFORMER,POWER | 66/11kV, 15/20MVA, Dyn1, HV to LV 15%, 21T -20% to +5%, CTs: CT-66-3-8 CT-N-1-3N, ETS 2006/0132/T Item 31B | Substation
000003487 | TRANSFORMER,POWER | 66/11kV, 15/20MVA, Dyn1, HV to LV 10%, 21T -20% to +5%, CTs: CT-66-3-8 CT-N-1-3N, ETS 2006/0132/T Item 31A | Substation
000003486 | TRANSFORMER,POWER | 66/11kV, 25/32MVA, Dyn1, HV to LV 20%, 21T -20% to +5%, CTs: CT-66-3-8 CT-N-1-3N, ETS 2006/0132/T Item 30B | Substation
000003485 | TRANSFORMER,POWER | 66/11kV, 25/32MVA, Dyn1, HV to LV 10%, 21T -20% to +5%, CTs: CT-66-3-8 CT-N-1-3N, ETS 2006/0132/T Item 30A | Substation
000003484 | TRANSFORMER,POWER | 66/22kV, 5/6.3MVA, Dyn1, HV to LV 10%, 21T -20% to +5%, CTs: CT-66-3-9 CT-N-1-5N, ETS 2006/0132/T Item 29 | Substation
000003006 | TRANSFORMER,POWER | 66/11kV, 20MVA, Dyn1, 10.5%, A/C, 21T -20/+5%, 110V, Conservator, CT-66-3-8, LDC-11, CT-N-1-3N, ETS 2006/0132/T(31A-1) | Substation
000000108 | TRANSFORMER,POWER | 66/11kV, 6.3MVA, Spare, Dyn1/Dyn11, Wilson s/n P0867, YOM 2009 | Network Spares
002499655 | TRANSFORMER,POWER | 66kV/11kV, 5/6.3MVA, Dyn1, ONAN/ONAF, HV to LV 10%, 23T +10%-17.5%, HV & LV 10%, 23T +10%-17.5%, HV & N Bush, LV Plug, Vacuum OLTC, Conservator, | Substation Transformers
000000227 | TRANSFORMER,POWER | 66/11kV, 50kVA, Spare, Wilson, S/N 33115 YOM 1958 | Network Spares
000000329 | TRANSFORMER,POWER | 110/33kV, 48/60MVA, ONAN/OFDAN, +5% -17.5% in 1.25% Steps, YOM 1978 | Network Spares
002498749 | TRANSFORMER,POWER | Groundmount, 22kV/560V/560V, 5MVA, 3Ph, Dyn11yn11, KNAN FR3 | Substation Transformers
000000111 | TRANSFORMER,POWER | 66/22kV, 6.3MVA, Spare, Dyn1, Areva s/n 34R8669/1, YOM 2006 | Network Spares
002498756 | TRANSFORMER,POWER | Groundmount, 11kV/560V/560V, 5MVA, 3Ph, Dyn11yn11, KNAN FR3 | Substation Transformers
000000113 | TRANSFORMER,POWER | 33/11kV, 10MVA, Spare, Dyn1/Dyn11, Wilson s/n P0937A, YOM 2010 | Network Spares
000000105 | TRANSFORMER,POWER | 66/415, 300kVA, Spare, Dyn11, Baldwin s/n 25638 | Network Spares
000000025 | TRANSFORMER,POWER | 33/22/11kV, 10MVA, Spare Dyn11, ABB s/n 400153-1, YOM 2005 | Network Spares
000000119 | TRANSFORMER,POWER | 66/22kV, 1MVA, British General Electric s/n 13095 & 13096, YOM 1955 | Network Spares
000000034 | TRANSFORMER,POWER | 66/33/11kV, 5MVA, Spare Dyn1, Fixed Tap, Offline Tapping Switch, HV Bush 180 LV Bush, Meb TS T09/99, ABB s/n 86573, YOM 1999 | Network Spares
000000115 | TRANSFORMER,POWER | 66/11kV, 3MVA, Wilson, YOM 2011 | Network Spares
000000363 | TRANSFORMER,POWER | 66/11kV, 12/16MVA, Dyn1, Impedance 12.55% at Tap 5, GEC S/N A32K3042/2, YOM 1979 | Network Spares
000000347 | TRANSFORMER,POWER | 66/33kV, 630kVA, 3 Ph, 50Hz, ONAN, Alstom s/n 33R8416-1, YOM 2002 | Network Spares
000000044 | TRANSFORMER,POWER | 132/11kV, 32MVA, Spare YNd1, Spare Sunwater, Wilson s/n P0618A, YOM 2007 | Network Spares
000000035 | TRANSFORMER,POWER | 33/11kV, 6.3MVA, Spare Dyn1/Dyn11, Areva s/n 34R8665, YOM 2006 | Network Spares
000000032 | TRANSFORMER,POWER | 110/33/11kV, 18MVA, Spare YyO, English Electric s/n IDD1893/1, YOM 1953 | Network Spares
000000116 | TRANSFORMER,POWER | 66/22kV, 6/12MVA, Spare, Dyn11, Tyree s/n 140204, YOM 1987 | Network Spares
000000028 | TRANSFORMER,POWER | 66/11kV, 1MVA, Spare Dyn1, Fixed Tap, Westinghouse s/n 40943, Refurbished 1995 | Network Spares
000000336 | TRANSFORMER,POWER | 300kVA, 66/22kV, 3Ph, 50Hz, Dyn1, IMP 7.35% +/- 10%, Oil, Wilson Electric s/n 34383, Spec 652, YOM 1960 | Network Spares
000000226 | TRANSFORMER,POWER | 66/11kV, 10MVA, Spare, Dyn 1/11, Wilson, S/N P0907A, YOM 2010 | Network Spares
000000029 | TRANSFORMER,POWER | 132/110/11kV, 30MVA, Spare YynOd1, Canadian GE s/n 284942, YOM 1963 | Network Spares
000000225 | TRANSFORMER,POWER | 33/22kV, 300kVA, Spare, Dyn 1, Essantee, S/N D1887, YOM 1985 | Network Spares
000000238 | TRANSFORMER,POWER | House, 11kV 1MVA, Alstom, S/N 33L7880/02 | Network Spares
000000114 | TRANSFORMER,POWER | 66/11kV, 20MVA, Spare, Dyn1, Wilson s/n P0703C, YOM 2008 (orig Munbubbera) | Network Spares
002486744 | TRANSFORMER,POWER | 66/11kV, 1.5MVA, Dyn1, ONAN, HV to LV 6.25%, DETC 7T -7.5% to +7.5%, Attached Radiator, Hermetically Sealed | Substation
002499663 | TRANSFORMER,POWER | Groundmount, 33kV/11kV, 5/8MVA, 3Ph, HV Plug, 180 LV Plug, Mineral Oil Insul, ONAF, Dyn11, Vacuum OLTC 23 Tap Posn, Attached Radiator, MD100m | Substation Transformers
000003889 | TRANSFORMER,POWER | Skid Frame Mount, 66/22kV, 10MVA, 3 Ph, 50Hz, Dyn1/Dyn11, ONAN, 17T -15/+5%, 110V DC Control c/w 22kV/433V, 3 Ph, 50Hz, 63kVA AuxT & 22kV/110V VT, | Substation
000000110 | TRANSFORMER,POWER | 66/22kV, 6.3MVA, Spare, Dyn1, Wilson, YOM 2009 | Network Spares
000000107 | TRANSFORMER,POWER | 66/33/22/11kV, 10MVA, Spare, Areva s/n 34R8697, YOM 2008, Ex Nomad | Network Spares
000003000 | TRANSFORMER,POWER | 132/66/11kV, 100/100/33.5MVA, YNa0d1, 15/35/20%, A/A/C, 21T -20/+5%, 110V, OCM Conservator, LDC-66, CT-N-3-2M,CT-N-1-2N CT-N-1-8N, ETS 2006/0132/T(01-2) | Substation
000000038 | TRANSFORMER,POWER | 66/11kV, 12.5MVA, Spare Dyn1, GEC s/n A31D4136/1, YOM 1973 | Network Spares
000000042 | TRANSFORMER,POWER | 66/11kV, 25MVA, Spare Dyn1, Wilson s/n P0708A, YOM 2008 | Network Spares
000003454 | TRANSFORMER,POWER | 11/22kV, 1.5MVA, HV, Mobile Unit, Containerised in 20ft Unit, approx 20T, Supplied from 415V/1.5kVA Generator, White, Steel | Substation Transformers
000000237 | TRANSFORMER,POWER | House, 11kV 1MVA, Alstom, S/N 33L7880/01 | Network Spares
000000043 | TRANSFORMER,POWER | Groundmount, 132-110/66-33/11kV, 69MVA, 3 Ph, HV Bsh, 180 LV Air, Mineral Oil, ODAF, YNyn0d1 c/w Vacuum OLTC 17 Tap Posn, Free Standing Radiator, YOM 2008 | Network Spares
000000223 | TRANSFORMER,POWER | 33/11kV, 5 MVA, Spare, Dyn 1, AEI, S/N 46080, YOM 1967 | Network Spares
000000109 | TRANSFORMER,POWER | 33/11kV, 6.3MVA, Spare, Dyn1, Wilson s/n P0866A, YOM 2009 | Network Spares
002404671 | TRANSFORMER,POWER | Pole Mount, 433V/22kV, 200kVA, 3 Ph, Step-up | Network Spares
000000112 | TRANSFORMER,POWER | 66/11kV, 10MVA, Spare, Dyn1, Areva s/n 34R8691, YOM 2006 | Network Spares
000000041 | TRANSFORMER,POWER | 33/11kV, 25MVA, Spare Dyn1/Dyn11, Wilson s/n P0707A, YOM 2008 | Network Spares
000000106 | TRANSFORMER,POWER | 33/11kV, 3MVA, Spare, Wilson, YOM 2011 | Network Spares
000000027 | TRANSFORMER,POWER | 33/11kV, 1MVA, Spare Dyn1, Gresham/GEC s/n 36E34334/3, Refurbished 2000 | Network Spares
000000100 | TRANSFORMER,POWER | 66/11kV, 6.3MVA, Spare Dyn1, Cablebox, Wilson s/n P0835B, YOM 2010 | Network Spares
000000157 | TRANSFORMER,POWER | 66kV, AFLC, Siemens, KI Coupling | Network Spares
002498764 | TRANSFORMER,POWER | Groundmount, 11kV/450V/450V, 5MVA, 3Ph, Dy11y11, KNAN FR3 | Substation Transformers
000000101 | TRANSFORMER,POWER | 33/11kV, 10MVA, Spare 41, Dyn11, Tyree, YOM 1971 | Network Spares
002497022 | TRANSFORMER,POWER | 33/11kV, 25/32MVA, Dyn11(yn1), ONAN/ONAF HV to LV 20%, 23T +10% -17.5%, HV & LV Separable Connectors, N Bush, Vacuum OLTC, Conservator, CT-11-3-8, CT-N-1-3N, | Substation Transformers
002497030 | TRANSFORMER,POWER | 66/11kV, 19/25MVA, Dyn1, ONAN/ODAN, HV to LV 15.625%, 23T +10% -17.5%, HV & LV & N Bush, Vacuum OLTC, Conservator, CT-66-3-8, CT-N-1-3N, Attached Radiator, | Substation Transformers
000003478 | TRANSFORMER,POWER | 66/33/11kV, 15/20MVA, YNa0d1, HV to MV 17.5%, HV to LV 35%, 21T -20% to +5%, CTs: CT-1-N-2N CT-N-3-2M, ETS 2006/0132/T Item 23 | Substation
000003477 | TRANSFORMER,POWER | 66/33/11kV, 25/32MVA, YNa0d1, HV to MV 12%, HV to LV 32%, 21T -20% to +5%, CTs: CT-1-N-2N CT-N-3-2M, ETS 2006/0132/T Item 22 | Substation Transformers
000003476 | TRANSFORMER,POWER | 66/33/11kV, 50/63MVA, YNa0d1, HV to MV 15%, HV to LV 35%, 21T -20% to +5%, CTs: CT-1-N-2N CT-N-3-2M, ETS 2006/0132/T Item 21 | Substation
000003475 | TRANSFORMER,POWER | 110/11kV, 15/20MVA, YNd11, HV to LV 12.5%, 21T -20% to +5%, CTs: CT-N-1-1N, ETS 2006/0132/T Item 20 | Substation
000003474 | TRANSFORMER,POWER | 110/11kV, 25/32MVA, YNd11, HV to LV 20%, 21T -20% to +5%, CTs: CT-N-1-1N, ETS 2006/0132/T Item 19 | Substation
000003473 | TRANSFORMER,POWER | 110/33/11kV, 25/32MVA, YNyn0d11, HV to MV 15%, HV to LV 35%, 21T -20% to +5%, CTs: CT-N-1-3N CT-N-1-3N, ETS 2006/0132/T Item 18 | Substation
000003472 | TRANSFORMER,POWER | 110/33/11kV, 50/63MVA, YNyn0d11, HV to MV 15%, HV to LV 35%, 21T -20% to +5%, CTs: CT-N-1-3N CT-N-1-3N, ETS 2006/0132/T Item 17 | Substation
000003471 | TRANSFORMER,POWER | 110/33/11kV, 75/100MVA, YNyn0d11, HV to MV 16%, HV to LV 35%, 21T -20% to +5%, CTs: CT-N-1-3N CT-N-1-3N, ETS 2006/0132/T Item 16 | Substation
002472991 | TRANSFORMER,POWER | 33/11kV, 6.3MVA, Dyn1/Dyn11, 7.5%, 23T -17.5/+10%, 110V, Conservator, CT-33-3-5, CT-11-3-5, CT-N-1-5N,VT-11-3 VT Isolation Switch, ETS 2006/0132/T | Substation Transformers
002490068 | TRANSFORMER,POWER | 66/33kV, 630kVA, Dyn1, HV to LV 6%, ONAN, DETC +/- 2*2.5%, Hermetically Sealed | Substation Transformers
000000121 | TRANSFORMER,REGULATOR | 11kV, 10MVA, Broken Bushing, Tyree s/n 70318, YOM 1971 | Network Spares
000000232 | TRANSFORMER,REGULATOR | 11kV, 1MVA, Wilson, S/N 82366, YOM 1986 | Network Spares
000000120 | TRANSFORMER,REGULATOR | 11kV, 7.5MVA, English Electic s/n A3M2582/3, YOM 1961 | Network Spares
000000122 | TRANSFORMER,REGULATOR | 11kV, 3MVA, Brand New Tap Charger Refurbished, Tyree s/n 112460, YOM 1983 | Network Spares
000000235 | TRANSFORMER,REGULATOR | 22kV, 3MVA, GEC, S/N 32R3629/2, YOM 1985 (Old Condition) | Network Spares
000000231 | TRANSFORMER,REGULATOR | 11kV, 1MVA, Wilson, S/N 82365, YOM 1986 | Network Spares
000000126 | TRANSFORMER,REGULATOR | 11kV, 7.5MVA, English Electric s/n A3R4463/1, YOM 1965 | Network Spares
000000123 | TRANSFORMER,REGULATOR | 22kV, 2MVA, Standard & Waygood s/n 108251/23184, YOM 1969 | Network Spares
000000124 | TRANSFORMER,REGULATOR | 22kV, 3MVA, Wilson s/n 60171, YOM 1977 | Network Spares
000000234 | TRANSFORMER,REGULATOR | 33kV, 3MVA, English Electric, S/N A31A0507-1, YOM 1970 | Network Spares
000003823 | TRANSFORMER,STEP-UP | 100kVA, 3 Ph, 415V/1000V, 110-570Hz, Indoor, Output for FQD4 Transmitter Control, suit Landis & Gyr AFLC, ETS 2011/0363/T 10a | Substation
000003825 | TRANSFORMER,STEP-UP | 280kVA, 3 Ph, 415V/1000V, 110-570Hz, Indoor, Output for FQD6 Transmitter Control, suit Landis & Gyr AFLC, ETS 2011/0363/T 10c | Substation
000003824 | TRANSFORMER,STEP-UP | 160kVA, 3 Ph, 415V/1000V, 176-492Hz, Indoor, Output for FQD5 Transmitter Control, suit Landis & Gyr AFLC, ETS 2011/0363/T 10b | Substation
002436814 | TRANSFORMER,STEP-UP | Groundmount, 1000kVA, 3 Ph 433V, Dual Tap 11kV & 22kV, Outdoor Cable Entry, ONAN, ETS 08088EECL | Distribution Transformers
002436798 | TRANSFORMER,STEP-UP | Groundmount, 315kVA, 3 Ph 433V, Dual Tap 11kV & 22kV, Outdoor Cable Entry, ONAN, ETS 08088EECL | Distribution Transformers
002436806 | TRANSFORMER,STEP-UP | Groundmount, 500kVA, 3 Ph 433V, Dual Tap 11kV & 22kV, Outdoor Cable Entry, ONAN, ETS 08088EECL | Distribution Transformers
000003826 | TRANSFORMER,STEP-UP | 400kVA, 3 Ph, 415V/1000V (760V), 183-482Hz, Indoor, Output for FQD7 Transmitter Control, suit Landis & Gyr AFLC, ETS 2011/0363/T 10d | Substation
002436830 | TRANSFORMER,STEP-UP | Pole Mount, 300kVA, 3 Ph 433V, 11kV or 22kV, Outdoor Pole Mount | Distribution Transformers
000003015 | TRANSFORMER,VOLTAGE | 72.5kV, IVT, 3CAD 2810, Dwg # 933253, ETS 2006/0084/T (scm) | Current & Voltage Transformers
000104164 | TRANSFORMER,VOLTAGE | 22kV/27.6V, 1 Ph, External Aux Power Supply for Nulec N24 Auto Recloser c/w Pole Mounting Bracket (scm) | Current & Voltage Transformers
002402933 | TRANSFORMER,VOLTAGE | 33kV/27.6V, 50VA, 1 Ph, External Aux Power Supply, to Nulec N36 Auto Recloser c/w Pole Mounting Bracket (scm) | Current & Voltage Transformers
002424000 | TRANSFORMER,VOLTAGE | 33kV/240V, 50VA, 1 Ph, External Aux Power Supply c/w Pole Mounting Bracket, suits Schneider ONLY, ETS 06-07-03(6) (scm) | Current & Voltage Transformers
002490928 | TRANSFORMER,VOLTAGE | RMU, 12 kV, 630A, 25kA/3s, ABB SafePlus M Module, LHS/RHS Joining Kit, Internal Arc Classification AFL 20kA/1s, Block Type VTs - JDZX10-10C1-A 11kV/v3:110/ | Switchgear
000003354 | TRANSFORMER,VOLTAGE | 120/69, 24VAC-LN, 3 Ph, Wye, 50/60Hz, St George STATCOM | Current & Voltage Transformers
002470029 | TRANSFORMER,VOLTAGE | 19.1kV/240V, 50VA, SWER, External Aux Power Supply c/w Mounting Bracket, VT Cable, suits NOJA ONLY | Current & Voltage Transformers
000010038 | TRANSFORMER,VOLTAGE | 11kV, 3 Ph, 11kV/110V/110V Ratio, Burden 50/50, Va 1.0, Class 0.5M - 3P, Voltage Factor 1.8/8hrs Star/Star/Star c/w Test Certificate Pole & Platform Mounted | Current & Voltage Transformers
000003016 | TRANSFORMER,VOLTAGE | 72.5kV, CVE, 72.5/325/50, Dwg # 933254, ETS 2006/0084/T (scm) | Current & Voltage Transformers
000000353 | TRANSFORMER,VOLTAGE | 72.5kV, 50Hz, Post Type 1Ph Outdoor, Tyree Type 05/72/19, Contract H428/82/3 Item 4A, Class 0.5M1P, YOM 1985 | Network Spares
000000341 | TRANSFORMER,VOLTAGE | 72.5kV, 50Hz, Post Type 1Ph Outdoor, Core 1 400VA Class A, Core 2 200VA Class B, ABB, Contract 231/72, YOM 1972 | Network Spares
000000344 | TRANSFORMER,VOLTAGE | 72.5kV, 50Hz, Post Type 1Ph Outdoor, Oil, Class A, ASEA EMFC72, YOM 1972 | Network Spares
000000004 | TRANSFORMER,VOLTAGE | 66kV, CVT, Crompton Greaves | Network Spares
000003602 | TRANSFORMER,VOLTAGE | 245kV, CVT, ECF245, 50Hz, 2 x Windings, Outdoor Oil/Paper CVT, PFW Voltage 460kV Insulator Grey Composite, Windings 1&2: 220kV/110V, 100VA, Class 0.2/3P, | Current & Voltage Transformers
000000345 | TRANSFORMER,VOLTAGE | 72.5kV, 1Ph, Oil, Tyree 05/72/30, YOM 1988 | Network Spares
000003435 | TRANSFORMER,VOLTAGE | 245kV, CVT, 1 Ph, 1050/460kV, EE Dwg 933298 | Current & Voltage Transformers
000000077 | TRANSFORMER,VOLTAGE | 66kV, 72.5kV, 110V Secondary, Crompton Greaves | Network Spares
000000197 | TRANSFORMER,VOLTAGE | 66kV, ABB | Network Spares
002494201 | TRANSFORMER,VOLTAGE | 145kV, CVT, Oil-Immersed, Outdoor, Composite Insulator Type VCU-145, Ratio: 132000/v3/110/v3/110/v3 V, Tech Data 1339/2022, Rated Capacitance 6200pF | Current & Voltage Transformers
002401536 | TRANSFORMER,VOLTAGE | Busbar Mount, 66kV/110/110V, 1 Ph, NQTS M164 | Current & Voltage Transformers
000000339 | TRANSFORMER,VOLTAGE | 72.5kV, 50Hz, Post Type 1Ph Outdoor, 1Ph, Class A/B, Oil, Modern Products, YOM 1961-1969 | Network Spares
000003018 | TRANSFORMER,VOLTAGE | 145kV, CVE, 145/650/50, Dwg 933256, ETS 2006/0084/T (scm) | Network Spares
000000074 | TRANSFORMER,VOLTAGE | 33kV, IVT Ritz, VEF 36-21, 36/70/170kV, YOM 2009 | Network Spares
000003017 | TRANSFORMER,VOLTAGE | 123kV, CVE, 145/650/50, Dwg # 933255, ETS 2006/0084/T (scm) | Current & Voltage Transformers
002434280 | TRANSFORMER,VOLTAGE | 12.7kV/240V, 50VA, SWER External Aux Power Supply c/w Pole Mounting Bracket (scm) | Switchgear Distribution
002434272 | TRANSFORMER,VOLTAGE | 11kV/240V, 50VA, SWER External Aux Power Supply c/w Pole Mounting Bracket (scm) | Switchgear Distribution
002424059 | TRANSFORMER,VOLTAGE | 22kV/240V, 50VA, 1 Ph, External Aux Power Supply c/w Pole Mounting Bracket, suits Schneider ONLY, ETS 06-07-03(6) (scm) | Current & Voltage Transformers
002424042 | TRANSFORMER,VOLTAGE | 11kV/240V, 50VA, 1 Ph, External Aux Power Supply c/w Pole Mounting Bracket, suits Schneider ONLY, ETS 06-07-03(6) (scm) | Current & Voltage Transformers
002402934 | TRANSFORMER,VOLTAGE | 11kV/27.6V, 50VA, 1 Ph, External Aux Power Supply, to Nulec N12 Auto Recloser c/w Pole Mounting Bracket (scm) | Current & Voltage Transformers
000104165 | TRANSFORMER,VOLTAGE | 12.7kV/27V, 50VA, SWER Aux Power Supply for NU-LEC W27 SWER Auto Recloser c/w Pole Mounting Bracket (scm) | Current & Voltage Transformers
002434298 | TRANSFORMER,VOLTAGE | 19.1kV/240V, 50VA, SWER External Aux Power Supply c/w Pole Mounting Bracket (scm) | Switchgear Distribution
002402017 | TRANSFORMER,VOLTAGE | 19kV, 50A, 1 Ph, Regulating Voltage, TS M220 | Current & Voltage Transformers
000000202 | TRANSFORMER,VOLTAGE | 33kV, Modern Products External Conservator | Network Spares
000000356 | TRANSFORMER,VOLTAGE | 72.5kV, 50Hz, Post Type 1Ph Outdoor, Acc Class 0.5M/1P, Modern Products, Contract CB1089/77, YOM 1978 | Network Spares
000000203 | TRANSFORMER,VOLTAGE | 33kV, Modern Products External Conservator c/w Neutral Bushing | Network Spares
000000348 | TRANSFORMER,VOLTAGE | 72.5kV, 50Hz, Post Type 1Ph Outdoor, Tyree Type 05/72/24, Contract CB1439/85, Acc Class 0.5M1P, YOM 1977 | Network Spares
000000201 | TRANSFORMER,VOLTAGE | 33kV, Endurance 100VA per Phase | Network Spares
002490969 | TRANSFORMER,VOLTAGE | RMU, 24 kV, 630A, 20kA/3s, ABB SafePlus M Module, LHS/RHS Joining Kit, Internal Arc Classification AFL 20kA/1s, Block Type VTs - JDZX10-10C1-A 22kV/v3:110/ | Switchgear
000000003 | TRANSFORMER,VOLTAGE | 110kV, CVT, Crompton Greaves | Network Spares
000000001 | TRANSFORMER,VOLTAGE | 132kV, CVT, Crompton Greaves | Network Spares
000000360 | TRANSFORMER,VOLTAGE | 72.5kV, 50Hz, Post Type 1Ph Outdoor, Acc Class 0.5M1P, Tyree, Type 05/72/12, Contract CB1134/78, YOM 1972 | Network Spares
000003779 | TRANSFORMER,VOLTAGE | 72.5kV, PVT, Power, 25kVA Secondary Output, 1 Ph, Post Type, Dwg EE-1048061, EESS-10734-01-0A, ETS 2012/0392/T | Current & Voltage Transformers
002454312 | TRANSFORMER,VOLTAGE | 33kV/240V, 50VA, 1 Ph, External Aux Power Supply c/w Pole Mounting Bracket, suits NOJA ONLY, JTS 06-07-03(6), 10260 Group 3, Item 62 | Switchgear Distribution
002454304 | TRANSFORMER,VOLTAGE | 22kV/240V, 50VA, 1 Ph, External Aux Power Supply c/w Pole Mounting Bracket, suits NOJA ONLY, JTS 06-07-03(6), 10260 Group 3, Item 61 | Switchgear Distribution
002454296 | TRANSFORMER,VOLTAGE | 11kV/240V, 50VA, 1 Ph, External Aux Power Supply c/w Pole Mounting Bracket, suits NOJA ONLY, JTS 06-07-03(6), 10260 Group 3, Item 60 | Switchgear Distribution
002466001 | TRANSFORMER,VOLTAGE | 24kV max, 1000 to 1, Indoor Voltage Sensor, Style C23 c/w 10m Cable (scm) | Current & Voltage Transformers
002489920 | TRANSFORMER,VOLTAGE | 145kV, PVT, Power, 100kVA Secondary Output, 1 Ph, Post Type, Contract 988, JTS 20-01-01 | Current & Voltage Transformers
000000075 | TRANSFORMER,VOLTAGE | 33kV, 3 Ph, 110V Secondary, Hansom | Network Spares
000003870 | TRANSFORMER,VOLTAGE | 36kV, Indoor Epoxy, 1 Ph, 33/3kV, 0.11/3 - 0.11/3kV, Class 0.5/0.5, Output 25/25VA, suit ABB Switchboard Contract 2005/787/T | Current & Voltage Transformers
000003780 | TRANSFORMER,VOLTAGE | 145kV, PVT, Power, 25kVA Secondary Output, 1 Ph, Post Type, Dwg EE-1048062, EESS-10734-01-0A, ETS 2012/0392/T | Current & Voltage Transformers
000003778 | TRANSFORMER,VOLTAGE | 145kV, PVT, Power, 15kVA Secondary Output, 1 Ph, Post Type, Dwg EE-1048060, EESS-10734-01-0A, ETS 2012/0392/T | Current & Voltage Transformers
000003777 | TRANSFORMER,VOLTAGE | 72.5kV, PVT, Power, 15kVA Secondary Output, 1 Ph, Post Type, Dwg EE-1048059, EESS-10734-01-0A, ETS 2012/0392/T | Current & Voltage Transformers
000003577 | TRANSFORMER,VOLTAGE | 33/3kV, 0.11/3 - 0.11/3kV, Class 0.5/0.5 Output 25/25VA, w/out Fuse | Current & Voltage Transformers
002492692 | TRANSFORMER,VOLTAGE | 145kV, IVT, 50Hz, Post Type 1Ph Outdoor, Dual 0.2M, 3P 50VA c/w Metering Accuracy Tests | Current & Voltage Transformers
002492684 | TRANSFORMER,VOLTAGE | 72.5kV, IVT, 50Hz, Post Type 1Ph Outdoor Dual 0.2M, 3P 50VA c/w Metering Accuracy Tests | Current & Voltage Transformers
002483261 | TRANSFORMER,VOLTAGE | 11kV IVT, 6350/63.5/63.5V, 50Hz, 0.2M/3P 50VA each Wdg, Post Type 1Ph Outdoor c/w Metering Accuracy Tests, VKU1-24, Contract 988 Item 46 | Current & Voltage Transformers
000005031 | TRANSFORMER,VOLTAGE | 245kV, IVT, 50Hz, Post Type 1Ph Outdoor c/w Metering Accuracy Tests | Current & Voltage Transformers
000005030 | TRANSFORMER,VOLTAGE | 145kV, IVT, 50Hz, Post Type 1Ph Outdoor c/w Metering Accuracy Tests | Current & Voltage Transformers
000005029 | TRANSFORMER,VOLTAGE | 123kV, IVT, 50Hz, Post Type 1Ph Outdoor c/w Metering Accuracy Tests | Current & Voltage Transformers
000005025 | TRANSFORMER,VOLTAGE | 245kV, CVT, 50Hz, Post Type 1Ph Outdoor c/w Metering Accuracy Tests | Current & Voltage Transformers
000005024 | TRANSFORMER,VOLTAGE | 145kV, CVT, 50Hz, Post Type 1Ph Outdoor c/w Metering Accuracy Tests | Current & Voltage Transformers
000005023 | TRANSFORMER,VOLTAGE | 123kV, CVT, 50Hz, Post Type 1Ph Outdoor c/w Metering Accuracy Tests | Current & Voltage Transformers
000005022 | TRANSFORMER,VOLTAGE | 72.5kV, CVT, 50Hz, Post Type 1Ph Outdoor c/w Metering Accuracy Tests | Current & Voltage Transformers
000005028 | TRANSFORMER,VOLTAGE | 72.5kV, IVT, 50Hz, Post Type 1Ph Outdoor c/w Metering Accuracy Tests | Current & Voltage Transformers
000005027 | TRANSFORMER,VOLTAGE | 36kV, IVT, 50Hz, Post Type 1Ph Outdoor c/w Metering Accuracy Tests | Current & Voltage Transformers
000005026 | TRANSFORMER,VOLTAGE | 24kV, IVT, 50Hz, Post Type 1Ph Outdoor c/w Metering Accuracy Tests | Current & Voltage Transformers
000104166 | TRANSFORMER,VOLTAGE | 19kV/27V, 50VA, SWER Aux Power Supply for NU-LEC W27 SWER Auto Recloser c/w Pole Mounting Bracket (scm) | Current & Voltage Transformers
002458578 | TRANSFORMER,VOLTAGE | 24kV max, 1000 to 1, Indoor Voltage Sensor, Style C10 c/w 10m Cable (scm) | Current & Voltage Transformers
000024294 | TRANSMITTER | Phase Identification LV Transmitter c/w Electro PJP Accessory Lead Set, for Futurepoint Systems Phase Identifier Kit | Electrical Test & Accsry Equip
000000158 | TRANSMITTER | Siemens, AFLC, FQD 7.4, Injection Unit | Network Spares
000000159 | TRANSMITTER | Enermet, AFLC, SFU-K 503, Injection Unit | Network Spares
002494276 | TRANSMITTER,TEMPERATURE | RTDT225, 2 Wire Output 4-20mA (loop), Input 0-100DegC, Direct, Option Loop Voltage 31 to 55V (60V for 30Sec), u/w PT100 Temperature Probe | Substation Batteries
002487197 | TRAY,BATTERY | S/Steel, suits ADVC2/3, Customized Tray for Extra Batteries, Dwg ADVC2-1907 | Switchgear Distribution
002481992 | TRIMMER,LAMINATED PLASTIC,HAND | Milwaukee, 18V, M18 Fuel, 1/4" Chuck, 31000RPM | Tools & Equipment
000104502 | TRIMMER,TREE,POLE MOUNTED | Chainsaw, Pole Mounted, (Hydraulic) Long Reach Chainsaw Foam Filled Handle, 1905mm Lg (75 Inches) | Hardware & Tools
002406217 | TRIP RESISTOR | KFE Recl 70A | Substation
002406850 | TRIP RESISTOR | KFE Recl 140A | Substation
002406491 | TRIP RESISTOR | KFE Recl 200A (Phase Trip) | Substation
000003246 | TRUCK,HAND | Service, 650mm W, for Switchboard Type BV2, ETS 2010/0048/T, Sched 6.1.4 Item 1, Conneq iPower | Substation
000003593 | TRUCK,HAND | Service, 1200mm W, for Switchboard Type BV2, ETS 2010/0048/T, Sched 6.4.4 Item 1 Lend Lease iPower | Substation
000003247 | TRUCK,HAND | Service, 1000mm W, for Switchboard Type BV2, ETS 2010/0048/T, Sched 6.1.4 Item 2, Conneq iPower | Substation
000003570 | TRUCK,HAND | Adjustable Service, All Panel Widths, for Switchboard Type BV2, ETS 2010/0048/T, Sched 6.1.4 Item 8, Conneq iPower | Substation
000003592 | TRUCK,HAND | Service, 800mm W, for Switchboard Type BV2, ETS 2010/0048/T, Sched 6.2.4 Item 1 Lend Lease iPower | Substation
000024906 | TUBE,METALLIC | Spiral, Seam Casing Liners, Galv, 0.8mm x 610mm Dia, 1500mm Lg, used to contain Pole Foundations | General Hardware
000024905 | TUBE,METALLIC | Spiral, Seam Casing Liners, Galv, 0.8mm x 508mm Dia, 1500mm Lg, used to contain Pole Foundations | General Hardware
000023333 | TUBING,NONMETALLIC | Layflat, LDPE Polytube, Clear, 250mm x 100um, 20kg per Roll, for Sleeving X-arms | General Hardware
002464899 | TUBING,PLASTIC,SPIRAL WRAP | Spiral Binding Wrap Kit, 5-12mm Dia, 10m Lg, LDPE, Black, UV Resistant | Remote Generation
000482201 | TUBING,PLASTIC,SPIRAL WRAP | Spiral Binding Wrap, 12-20mm Dia, 25m Coils, Black (scm) | U/G Equipment
002486116 | TUNER,RADIO | Portable AM/FM Radio, Built-In Speaker, LED Battery Status Indicator, 70 x 119 x 38mm, for Monitoring Partial Discharge (PD) | Tools & Equipment
002079626 | TURBULATOR | 3Ph Set, 11kV 3P OCB | Substation
002074055 | TURBULATOR | Pot, 22kV OYT OCR | Substation
002074101 | TURBULATOR | Pot, 11kV OYT OCR | Substation
000022784 | TURNBUCKLE | Ratchet Turnbuckle, 1.6T WWL, 16mm Thd, 532mm Open & 350mm Closed, suit Inline Links | Hardware & Tools
002407273 | TURNBUCKLE | Clevis Eye, 160kN, ETS 11-09-01 | Line Hardware
002449346 | TURNBUCKLE | Clevis Tongue, 160kN, EE Dwg 5-2-1271 | Subtransmission
002407253 | TWISTED EYE TONGUE | 120kN, ETS 11-09-01 | Forged Fittings
000104371 | TWISTED EYE TONGUE | 70kN, AS Part 2 70/TET | Galv Products
002483964 | UMBRELLA | Showerproof Nylon Fabric, 75cm, Open Canopy 150cm W, Fibreglass Shaft, PVC Handle, SPF Rating 50+, AS/NZS 4399 | Tools & Equipment
002488328 | VALVE | Gas Filling Valve, suit GE F35-145kV GIS | Switchgear Substation
000030436 | VALVE ASSEMBLY | Oil Valve, Non Return, Oil Sampling Replacement Part for Crompton Greaves CVT | Substation Accessories
002463826 | VALVE,SOLENOID | Goyen Fuel Intlet Soleniod, B2 Series, 24V DC Coil, Plain DIN Socket, 89 x 68.3 x 104mm, Scania DC12 Canopy Parts | Remote Generation
002463032 | VALVE,SOLENOID | Goyen Fuel Intlet Soleniod, B2 Series, 24V DC Coil, Plain DIN Socket, 72 x 58 x 95mm, Hino JO8 Electrical Parts | Remote Generation
002476737 | VALVE,SOLENOID | Fuel Solenoid, 2 parts, Coil 16.1mm 24V DC 18W c/w DIN & Plug, Burkert 2518 Series Power Saver DIN Plug 24V | Remote Generation
002498350 | VENT | Integrated Louvres, 160 x 110 x 8mm, Steel, for Rittal Enclosure Ventilation, Pack of 4 | Communications
002481000 | VISOR,FACESHIELD | Steel Mesh, Multi Fit | HS & PPE
002496834 | VISOR,FACESHIELD | Versaflo M-927, Premium Visor, Scratch & Chemical Resistant, for Versaflo TR-300 Series PAPR, Pack of 5 | HS & PPE
002496800 | VISOR,FACESHIELD | Versaflo M-924-25, Peel-Off Visor Cover, Tinted, for Versaflo TR-300 Series PAPR, Pack of 25 | HS & PPE
002425296 | VISOR,FACESHIELD | Clear, for Full Face Shield, use in Bat Removal Kit | HS & PPE
002496792 | VISOR,FACESHIELD | Versaflo M-928, Peel-Off Visor Cover, Clear, for Versaflo TR-300 Series PAPR, Pack of 40 | HS & PPE
002469641 | VISOR,SUN | suit Mountaineering Safety Helmet | PPE, Hardware & Tools
002468957 | WASHER | Fuel Injector Nozzle Washer, Scania Engine, DC13 Mechanical Parts | Remote Generation
002462810 | WASHER | Injector Bleed-off Washer, Engine, Hino JO8 Mechanical Parts | Remote Generation
000019851 | WASHER,BEVEL | Angular, Eyebolt Reinforcing Piece, Galv 75 x 75 x 8mm, FMS w/-Angular Steel Tube 25 x 25mm Bore Cut & Welded at 65 Deg u/w Eyebolt Ground Stays 56kN MWT (P30) | Galv Products
002409191 | WASHER,FLAT | Square, M24, 75 x 75 x 6mm, Galv Steel, QESI Dwg 01-04-01 | Subtransmission
001779110 | WASHER,FLAT | Round, M8, 17 x 1.2mm, S/Steel Gde 316 (P100) | Bolts, Washers & Fasteners
001779103 | WASHER,FLAT | Round, M16, S/Steel Gde 316, Aust Std (P100) | Bolts, Washers & Fasteners
002416345 | WASHER,FLAT | Round, M12, 25mm OD, 1.6mm Thk, S/Steel Gde 316, Aust Std | Bolts, Washers & Fasteners
002406983 | WASHER,FLAT | Round, M5, Nickel Plated Brass (P100) (scm) | Bolts, Washers & Fasteners
002406979 | WASHER,FLAT | Round, M6, 12.5 x 1.2mm, S/Steel Gde 316 (P100) | Forged Fittings
002444396 | WASHER,FLAT | Round, M16, 25mm OD, 18mm ID, 1.6mm, S/Steel (scm) | Bolts, Washers & Fasteners
001780586 | WASHER,FLAT | Square, M16, 50 x 50 x 5mm, Galv, EE Dwg ES000627-01 (P100) (scm) | Bolts, Washers & Fasteners
001780535 | WASHER,FLAT | Square, M12, 50 x 50 x 3mm, Galv, EE Dwg ES000627-01 (P100) (scm) | Bolts, Washers & Fasteners
001777593 | WASHER,FLAT | Round, M24, Galv, QESI Dwg 01-04-02 (P100) (scm) | Bolts, Washers & Fasteners
002449312 | WASHER,FLAT | Square, M24, 100 x 100 x 10mm, Galv, Dwg ES000627-01, EE Dwg 5-2-1019 | Bolts, Washers & Fasteners
002475762 | WASHER,FLAT | Square, M20, 125 x 125mm, Min 5mm Thk, S/Steel Gde 316, Box of 25 | Bolts, Washers & Fasteners
002475739 | WASHER,FLAT | Square, M20, 125 x 125mm, Min 5mm Thk, Galv, Box of 10 | Bolts, Washers & Fasteners
002439206 | WASHER,FLAT | Round, M20, S/Steel Gde 316 (P100) | Bolts, Washers & Fasteners
002406978 | WASHER,FLAT | Round, 6.35 x 15.88mm (1/4 x 5/8") S/Steel Gde 316 (P100) | Bolts, Washers & Fasteners
002409209 | WASHER,FLAT | Square, M16, 75 x 75 x 6mm, Galv, EE Dwg ES000627-01 EE Dwg 907224-09 | Subtransmission
000030216 | WASHER,FLAT | Round, M10, Zinc Plated, suit Unistrut System | Line Support Equip
000030215 | WASHER,FLAT | Round, M8, Zinc Plated, suit Unistrut System | Line Support Equip
000030214 | WASHER,FLAT | Round, M6, Zinc Plated, suit Unistrut System | Line Support Equip
002402967 | WASHER,FLAT | Rectangular, M45, 100 x 66 x 5mm, Galv, Pole Reinstatement, SW Dwg PC16/306/3 (P50) | Polenail
002407098 | WASHER,FLAT | Square, M16, 50 x 50 x 6mm, S/Steel Gde 316, Dwg 01-04-01 (P200) | Bolts, Washers & Fasteners
002407097 | WASHER,FLAT | Square, M24, 75 x 75 x 6mm, S/Steel Gde 316, Dwg 01-04-01 (P200) | Bolts, Washers & Fasteners
000104798 | WASHER,FLAT | Square, M20, 75 x 75 x 6mm, S/Steel Gde 316, Dwg 01-04-01 (P200) | Bolts, Washers & Fasteners
002423853 | WASHER,FLAT | Square, 125 x 100mm, Galv Steel, suit 323 Pole, EE Dwg 952911-01 | General Hardware
001777577 | WASHER,FLAT | Round, M20, Galv, Dwg 01-04-02 (P200) (scm) | Bolts, Washers & Fasteners
001777569 | WASHER,FLAT | Round, M16, Galv, QESI Dwg 01-04-02 (P200) (scm) | Bolts, Washers & Fasteners
001777542 | WASHER,FLAT | Round, M12, Galv, QESI Dwg 01-04-02 (P200) (scm) | Bolts, Washers & Fasteners
001777534 | WASHER,FLAT | Round, M10, Galv, QESI Dwg 01-04-02 (P200) (scm) | Bolts, Washers & Fasteners
001779112 | WASHER,FLAT | Round, M12, S/Steel Gde 316, Aust Std (P100) (scm) | Bolts, Washers & Fasteners
001779111 | WASHER,FLAT | Round, M10, S/Steel Gde 316, Aust Std (P100) (scm) | Bolts, Washers & Fasteners
002400102 | WASHER,FLAT | Round, 4.77mm (3/16") Brass (P200) | Bolts, Washers & Fasteners
001780616 | WASHER,FLAT | Square, M24, 75 x 75 x 6mm, Galv, EE Dwg ES000627-01 (P50) (scm) | Bolts, Washers & Fasteners
001780594 | WASHER,FLAT | Square, M20, 75 x 75 x 6mm, Galv, EE Dwg ES000627-01 (P50) (scm) | Bolts, Washers & Fasteners
002464048 | WASHER,FLAT | Round, M4, 9 x 0.8mm, S/Steel Gde 316 | Remote Generation
002444404 | WASHER,FLAT | Round, M16, 32mm OD, Galv (scm) | Bolts, Washers & Fasteners
002464006 | WASHER,FLAT | Round, M3, 7 x 0.5mm, S/Steel Gde 316 | Remote Generation
002442333 | WASHER,FLAT | Square, M24, 75 x 75 x 10mm, Galv, EE Dwg 980665-01 | Subtransmission
002464089 | WASHER,FLAT | Round, M5, 10 x 1mm, S/Steel Gde 316 | Remote Generation
002423481 | WASHER,FLAT | Square, 125 x 100mm, Galv Steel, suit 273 Pole, EE Dwg 952911-01 | General Hardware
000021635 | WASHER,FLAT | Round, M20 Galv Steel, 60mm OD, 22mm ID, 4mm Thk, for Transformer Mounting | Bolts, Washers & Fasteners
002409217 | WASHER,FLAT | Square, M20, 100 x 100 x 8mm, Galv, EE Dwg ES000627-01 | Subtransmission
002463248 | WASHER,LOCK | 24mm, Hino JO8 Electrical Parts | Remote Generation
002400117 | WASHER,LOCK | M12, Galv (P200) | Bolts, Washers & Fasteners
002464220 | WASHER,LOCK | Nord-Lock, M10, 16.6 x 2.5mm | Remote Generation
002400118 | WASHER,LOCK | M16, Galv (P100) | Bolts, Washers & Fasteners
002462828 | WASHER,SEAL | Sealing Washer Injector, Hino JO8 Mechanical Parts | Remote Generation
002478618 | WASHER,SEAL | Sealing Washer to suit 66kV, 300mm2 Cable, use with FEV 72-V Termination Kit, Dwg 3.4 8002-XX TBC | U/G Equipment
002400109 | WASHER,SHEAR | 2mm Thk, 350 PCD, Galv Steel, for use with SBM Pole, EQTS 05-02-01, Dwg 05-02-04 (scm) | Street Lighting Poles
001778034 | WASHER,SPRING TENSION | Belleville, M16, S/Steel Gde 316 (P100) | Bolts, Washers & Fasteners
002400183 | WASHER,SPRING TENSION | M20, Single Coil, Rect Sect, S/Steel Gde 316, Aust Std | Bolts, Washers & Fasteners
002400108 | WASHER,SPRING TENSION | M60, TS, 35Deg, Galv, Bevel (P25) | Bolts, Washers & Fasteners
000104406 | WASHER,SPRING TENSION | M8, S/Steel Gde 316 (P100) | Bolts, Washers & Fasteners
001778018 | WASHER,SPRING TENSION | Belleville, M10, S/Steel Gde 301 (P100) | Bolts, Washers & Fasteners
002449494 | WASHER,SPRING TENSION | M6, S/Steel Gde 316, EE Dwg 5-2-1179 | Bolts, Washers & Fasteners
001779156 | WASHER,SPRING TENSION | M12, Galv (P100) (scm) | Bolts, Washers & Fasteners
001779154 | WASHER,SPRING TENSION | M10, Galv (P100) (scm) | Bolts, Washers & Fasteners
001778010 | WASHER,SPRING TENSION | M16, Single Coil, S/Steel Gde 316, Aust Std (P100) | Bolts, Washers & Fasteners
001778026 | WASHER,SPRING TENSION | Belleville, M12, 38mm OD, S/Steel Gde 316 (P100) | Bolts, Washers & Fasteners
001779168 | WASHER,SPRING TENSION | M24, Galv (P50) (scm) | Bolts, Washers & Fasteners
001779160 | WASHER,SPRING TENSION | M20, Galv (P100) (scm) | Bolts, Washers & Fasteners
001779158 | WASHER,SPRING TENSION | M16, Galv Steel, Spring, Single Coil, 26.9mm OD, 16.7mm ID, 3.75mm Thk, AS1968 | Bolts, Washers & Fasteners
001779139 | WASHER,SPRING TENSION | M12, S/Steel Gde 316 (P100) (scm) | Bolts, Washers & Fasteners
002464014 | WASHER,SPRING TENSION | M3, S/Steel Gde 316 | Remote Generation
002464097 | WASHER,SPRING TENSION | M5, S/Steel Gde 316 | Remote Generation
002464055 | WASHER,SPRING TENSION | M4, S/Steel Gde 316 | Remote Generation
001779138 | WASHER,SPRING TENSION | M10, S/Steel Gde 316 (P100) (scm) | Bolts, Washers & Fasteners
002405928 | WASHER,SPRING TENSION | Belleville, M12, 30mm OD, 2mm Thk, S/Steel Gde 316 (P100) | Bolts, Washers & Fasteners
002447860 | WASHER,SPRING TENSION | M30, Round, 48.2mm OD, 8mm W, 6mm Thk, Mild Galv Steel, EE Dwg 5-2-1273 | Subtransmission
002434868 | WASTE DISPOSAL,HAZMAT | Asbestos Vacuum Cleaner, H-Class, Numatic Model c/w Drill Nozzle, Decal "For Asbestos Use Only", Danger Asbestos Sticky Label 180 x 57mm, | HS & PPE
002434884 | WASTE DISPOSAL,HAZMAT | Asbestos Filter Cloth, Tritex, suit Numatic HZQ 200 & HZQ 190, H Class Vacuum Cleaner | HS & PPE
002407072 | WASTE DISPOSAL,HAZMAT | Asbestos Bag, Medium, 1100 x 700mm, 0.2mm Polyethylene, marked with Asbestos Hazard Warnings | HS & PPE
002407073 | WASTE DISPOSAL,HAZMAT | Asbestos Bag, Small, 900 x 600mm, 0.2mm Polyethylene, marked with Asbestos Hazard Warnings | HS & PPE
002422384 | WASTE DISPOSAL,HAZMAT | 240L Bin for Asbestos Waste, Lockable, Labelled 'CAUTION ASBESTOS WASTE BIN - ASBESTOS WASTE ONLY', Decal Size 200 W x 300mm H on front of Bin | HS & PPE
002473601 | WASTE DISPOSAL,HAZMAT | HAZIBAG, Site Asbestos Waste Bin, 1m3, 1000kg Four Point Lift, Fully Sealable & Lockable Top, Woven Grade 5 PP, Flexable Intemediate Bulk Container | HS & PPE
002465870 | WASTE DISPOSAL,HAZMAT | SF6 Vacuum Cleaner, H Class, Numatic, HEPA Filter, 9L Capacity, Printed with SF6 Use Only c/w Hose, Dusting Brush, Short Metal & Crevice Nozzles | HS & PPE
002454494 | WASTE DISPOSAL,HAZMAT | Asbestos Bag, Mini, 610 x 450mm, 0.2mm Polyethylene, marked with Asbestos Hazard Warnings (P100) | HS & PPE
002418218 | WASTE DISPOSAL,HAZMAT | Drilling Dust Extraction Vacuum Tool, Nozzle 32mm, used for Drilling Asbestos Products | HS & PPE
002459212 | WATER-DISPLACING COMPOUND | NC-123 Extra, Electrical & Electronic Components Cleaner, Lubricant, Displaces & Repels Moisture | Dangerous Goods
002459154 | WATER-DISPLACING COMPOUND | CRC 2-26, Electrical Lubricant, Penetrating Oil, Displaces & Repels Moisture, Seals Hard Surfaces, Protects all Metals | PPE, Hardware & Tools
002459188 | WATER-DISPLACING COMPOUND | CRC 5-56, Multi-Purpose Electrical Lubricant, Penetrant, Displaces Moisture, Rust Peventative, Loosens Rust & Corrosion, Cleans Dirt & Scale | PPE, Hardware & Tools
002402134 | WAX,WATER EMULSION,SOLVENT BARRIER | Optimax Topcoat, Floor, Liquid Type, Easy Maintenance Sealer, 5L Bottle | General
002481729 | WEDGE,GENERAL PURPOSE | Wooden Pole Wedges, Painted White, c/w Braided Rope Handle, Set of 4 | Tools & Equipment
002407276 | WEIGHT,COUNTER | 50kg, Galv, ETS 11-09-01 | Line Hardware
002407277 | WEIGHT,COUNTER | 100kg, ETS 11-09-01 | Line Hardware
002498533 | WHEEL | Replacement Wheel, Rear, for Metabo H-Class Battery Vacuum | Tools & Equipment
002464550 | WHEEL,ABRASIVE | Flexovit A30S I/FREE-INOX, Grind Wheel, 100 x 6.0 x 16mm, S/Steel (P100) | Remote Generation
002464543 | WHEEL,ABRASIVE | Flexovit FH38, Cut Off Wheel, Flat, 100 x 2.5 x 16mm, Al (P100) | Remote Generation
002464568 | WHEEL,ABRASIVE | Flexovit A30S, Grind Wheel, 102 x 6.0 x 16mm, Al (P50) | Remote Generation
002464535 | WHEEL,ABRASIVE | Flexovit A46TBF41 M/Inox, Cut Off Wheel, Ultra Thin, 100 x 1.0 x 16mm, S/Steel (P100) | Remote Generation
000024172 | WHEEL,ABRASIVE | Cut Off Wheel, 125 x 1 x 22.23mm Disc, Complies with AS17788.1 - 1987 | Tools & Equipment
002478048 | WHEEL,ABRASIVE | General Purpose Metal Grinding Wheel, Mild Steel, Max RPM 12250 | Tools & Equipment
002470284 | WINCH,PERSONNEL RESCUE | HD Haul Mate System Complete, for Tower Rescue Kit | PPE, Hardware & Tools
002439891 | WINCH,PERSONNEL RESCUE | Resue Pulley System, Mini Haul Trak Kit, Compact, for Tower Rescue | Height Safety
002465581 | WIRE | Safety Locking Wire, S/Steel, 0.04, 70m | Remote Generation
002401155 | WIRE,ELECTRICAL | Conductor Aerial, ACSR/GZ, 3/4/1.75, QUINCE, ETS 03-03-01 (5000m Drum) | Cables
002401156 | WIRE,ELECTRICAL | Conductor Aerial, ACSR/GZ, GREYLING | Cables
002402824 | WIRE,ELECTRICAL | Conductor Aerial, AAAC/1120, 19/3.25, KRYPTON, ETS 03-03-01 (1200m Drum) | Cables
002465896 | WIRE,ELECTRICAL | Conductor Aerial, SC/GZ, 7/2.00 | Cables
002401123 | WIRE,ELECTRICAL | Conductor Aerial, AAC/1350, 7/2.50mm, LEO, Fully Greased, 4500m Wood Drum, JTS 03-03-01 | Cables
001420192 | WIRE,ELECTRICAL | Conductor Aerial, AAC/1350, 7/3.75mm, MARS, Fully Greased, 1900m Steel Drum, JTS 03-03-01 | Cables
001420141 | WIRE,ELECTRICAL | Conductor Aerial, AAC/1350, 19/3.75mm, PLUTO, Fully Greased, 1200m Wood Drum, JTS 03-03-01 (scm) | Cables
001420478 | WIRE,ELECTRICAL | Conductor Aerial, AAC/1350, 37/3.75mm, TRITON, Fully Greased, 250m Wood Drum, JTS 03-03-01 | Cables
002418028 | WIRE,ELECTRICAL | Conductor Aerial, AAAC/1120, 61/3.75mm, SULPHUR, Fully Greased, 1800m Wood Drum, JTS 03-03-01 | Cables
001420459 | WIRE,ELECTRICAL | Conductor Aerial, AAAC/1120, 37/3.00mm, NITROGEN, Fully Greased, 2500m Wood Drum JTS 03-03-01 | Cables
002402822 | WIRE,ELECTRICAL | Conductor Aerial, AAAC/1120, 19/4.75mm, OXYGEN, Fully Greased, 1400m Wood Drum, JTS 03-03-01 | Cables
002401126 | WIRE,ELECTRICAL | Conductor Aerial, AAAC/1120, 19/3.75mm, NEON, Fully Greased, 1200m Wood Drum, JTS 03-03-01 | Cables
001420508 | WIRE,ELECTRICAL | Conductor Aerial, AAAC/1120, 7/4.75mm, IODINE, Fully Greased, 1800m Wood Drum, JTS 03-03-01 (scm) | Cables
002400231 | WIRE,ELECTRICAL | Conductor Aerial, AAAC/1120, 7/3.75mm, HELIUM, Fully Greased, 1900m Wood Drum, JTS 03-03-01 | Cables
002422715 | WIRE,ELECTRICAL | Conductor Aerial, ACSR/AC, 30/7/2.50mm, CRICKET, Fully Greased, 7000m Steel Drum JTS 03-03-01 | Cables
001420500 | WIRE,ELECTRICAL | Conductor Aerial, AAAC/1120, 7/3.00mm, FLUORINE, Fully Greased, 3100m Wood Drum JTS 03-03-01 | Cables
002401125 | WIRE,ELECTRICAL | Conductor Aerial, AAAC/1120, 7/2.50mm, CHLORINE, Fully Greased, 4500m Wood Drum JTS 03-03-01 | Cables
002080411 | WIRE,ELECTRICAL | Conductor Aerial, ACSR/AZ, 6/2.67+1/4.77 Pickeral | Cables
000105059 | WIRE,ELECTRICAL | Conductor Aerial, ACSR/GZ, 6/1/0.161, RACOON (Imperial) | Cables
002425890 | WIRE,ELECTRICAL | Conductor Aerial, HDBCC, 19/3.00mm, 250m Wood Drum, JTS 03-03-01 | Cables
002400223 | WIRE,ELECTRICAL | Conductor Aerial, HDBCC, 19/2.75mm, 500m Wood Drum, JTS 03-03-01 | Cables
001313049 | WIRE,ELECTRICAL | Conductor, Bare, HDBCC, 19/2.14 (70mm2), 250m Wood Drum, JTS 03-03-01 | Cables
002400228 | WIRE,ELECTRICAL | Conductor Aerial, HDBCC, 7/2.75mm, 250m Wood Drum, JTS 03-03-01 | Cables
002401437 | WIRE,ELECTRICAL | Conductor Aerial, HDBCC, 7/2.00mm, 500m Wood Drum, JTS 03-03-01 | Cables
002401121 | WIRE,ELECTRICAL | Conductor Aerial, SC/AC, 3/3.25mm, 3100m Wood Drum, JTS 03-03-01 | Cables
000104612 | WIRE,ELECTRICAL | Conductor Aerial, ACSR/GZ, 30/7/3.5mm, LIME, Fully Greased, 4000m Steel Drum, JTS 03-03-01 | Cables
002406964 | WIRE,ELECTRICAL | Conductor Aerial, ACSR, 12/7/.0921, PETREL, NQTS M197 | Cables
002406967 | WIRE,ELECTRICAL | Conductor Aerial, SB ACSR, 6/.094+1/.133 WHITING, NQTS M197 | Cables
002401163 | WIRE,ELECTRICAL | Conductor Aerial, HDBC, 7/3.00mm (MOQ 5000m) | Cables
002401124 | WIRE,ELECTRICAL | Conductor Aerial, AAC, 19/3.25, NEPTUNE, ETS 03-03-01 | Cables
002400234 | WIRE,ELECTRICAL | Conductor Aerial, ACSR/AC, 3/4/2.50, SOCCER | Cables
002400232 | WIRE,ELECTRICAL | Conductor Aerial, ACSR/GZ, 30/7/2.50mm, GRAPE, Fully Greased, 3600m Wood Drum, JTS 03-03-01 | Cables
001421067 | WIRE,ELECTRICAL | Conductor Aerial, ACSR/GZ, 6/4.75+7/1.60mm, CHERRY, Fully Greased, 2200m Steel Drum, JTS 03-03-01 | Cables
001421032 | WIRE,ELECTRICAL | Conductor Aerial, ACSR/GZ, 6/1/3.75mm, BANANA, Fully Greased, 1900m Steel Drum, JTS 03-03-01 (scm) | Cables
001421024 | WIRE,ELECTRICAL | Conductor Aerial, ACSR/GZ, 4/3/3.00mm, SULTANA, Fully Greased, 3100m Steel Drum JTS 03-03-01 (scm) | Cables
001421148 | WIRE,ELECTRICAL | Conductor Aerial, ACSR/GZ, 6/1/3.00mm, APPLE, Fully Greased, 3100m Steel Drum, JTS 03-03-01 (scm) | Cables
002400230 | WIRE,ELECTRICAL | Conductor Aerial, ACSR/GZ, 6/1/2.50mm, ALMOND, Fully Greased, 4000m Wood Drum, JTS 03-03-01 | Cables
001421016 | WIRE,ELECTRICAL | Conductor Aerial, ACSR/GZ, 3/4/2.50mm, RAISIN, Fully Greased, 2400m Steel Drum, JTS 03-03-01 (scm) | Cables
002418044 | WIRE,ELECTRICAL | Conductor Aerial, ACSR/AC, 30/7/3.50mm, DIVING, Fully Greased, 4000m Steel Drum, JTS 03-03-01 | Cables
000007191 | WIRE,ELECTRICAL | 450/750V, 1C x 4mm2 (7/0.85) Cu Annealed PVC Insulated/PVC Sheath, Black/White, 100m Drum | Cables
002471803 | WIRE,ELECTRICAL | 450/750V, 1C x 4mm2 (7/0.85) Cu Annealed PVC Insulated/PVC Sheath, Red/White, 100m Drum | Cables
002401161 | WIRE,ELECTRICAL | Conductor Aerial, AAC, 7/4.50, MERCURY, ETS 03-03-01 | Cables
001425011 | WIRE,ELECTRICAL | Conductor Aerial, SC/AC, 7/3.25mm, 6200m Wood Drum, JTS 03-03-01 | Cables
001425046 | WIRE,ELECTRICAL | Conductor Aerial, SC/AC, 3/2.75mm, 3100m Wood Drum, JTS 03-03-01 (scm) | Cables
001425010 | WIRE,ELECTRICAL | Conductor Aerial, SC/AC, 7/2.75mm, 3600m Wood Drum, JTS 03-03-01 | Cables
001425526 | WIRE,ELECTRICAL | Conductor Aerial, SC/GZ, 7/3.25mm, 2200m Wood Drum, JTS 03-03-01 | Cables
001425518 | WIRE,ELECTRICAL | Conductor Aerial, SC/GZ, 3/2.75mm, 3100m Wood Drum, JTS 03-03-01 (scm) | Cables
001420451 | WIRE,ELECTRICAL | Conductor Aerial, AAC/1350, 37/3.00mm, SATURN, Fully Greased, 2500m Wood Drum, JTS 03-03-01 | Cables
001420206 | WIRE,ELECTRICAL | Conductor Aerial, AAC/1350, 7/4.75mm, MOON, Fully Greased, 2200m Wood Drum, JTS 03-03-01 | Cables
001420109 | WIRE,ELECTRICAL | Conductor Aerial, AAC/1350, 7/3.00mm, LIBRA, Fully Greased, 3100m Wood Drum, JTS 03-03-01 | Cables
002400225 | WIRE,ELECTRICAL | Conductor Aerial, HDBC, 7/1.75, (7/.064) ETS 03-03-01 (250m Drum) | Cables
002418010 | WIRE,ELECTRICAL | Conductor Aerial, AAAC/1120, 61/3.25, SELENIUM, ETS 03-03-01 (3000m Drum) | Cables
002482529 | WIRE,LOCKING,ANTIPILFER SEAL | Meter Sealing, Nylon, Crimped, 0.7mm Dia on 120m Reel, Green, suits Ferrule Type Maun Seals | Meters
002403845 | WIRE,NONELECTRICAL | Tie Wire, 4.00mm, Al Annealed, Max 10kg Coil, 29m/kg, JTS 03-03-01 (scm) | Cables
000104306 | WIRE,NONELECTRICAL | Tie Wire, 2.03mm, S/Steel Annealed, Max 10kg Coil, 40m/kg, JTS 03-03-01 (scm) | Cables
000491669 | WIRE,NONELECTRICAL | Tie Wire, 2.64mm, Cu Annealed, Max 10kg Coil, 21m/kg, JTS 03-03-01 (scm) | Cables
002468965 | WIRING HARNESS | Fuel Injector Electrical Harness, Scania Engine, DC13 Mechanical Parts | Remote Generation
002460012 | WOOD PRESERVATIVE,BORON FLUORINE BASE | Rod, Pole Saver, 10mm Dia x 100mm Lg, for Treatment on Inspected Wood Poles, 200 per Box | O/Head Line
002417350 | WORK ON ROOF KIT | c/w 2x 11mm x 60m Kernmantle Static Ropes, 4x 11mm x 15m Kernmantle Static Ropes, 1x 10.55mm x 60m Kernmantle Dynamic Rope, 1x 20m Prussic Cord, | Height Safety
000104448 | WRENCH | Drive End, 2133mm Lg (7ft), Rated at 10000 Lbf.ft | Hardware & Tools
000104449 | WRENCH | Drive End, 200mm Lg, for 38mm (1.5") Swamp Anchor, Rated at 10000 Lbf.ft | Hardware & Tools
000155595 | WRENCH BAR,AUGER DRIVE | 75mm Solid Square, 600mm Lg, Drilled both Ends, Weight 26kgs | Tools & Equipment
002402420 | WRENCH,ADJUSTABLE | Steel Chrome Plated, 300mm Lg, 37mm Max, Jaw Opening | Live Line Equipment
002416956 | WRENCH,ADJUSTABLE | Spanner, 250mm, for use in Insulated Tool Kit | Hardware & Tools
002436103 | WRENCH,ADJUSTABLE | Shifter, 265mm Lg, 32mm Opening, Fully Insulated 1000V, for Insulated Tool Kit | Hardware & Tools
002416717 | WRENCH,BOX | Single Spanner, 10mm, Offset, 1000V Insulated, for Tool Kit | Hardware & Tools
002416774 | WRENCH,BOX | Single Spanner, 16mm, Offset, 1000V Insulated, for Tool Kit | Hardware & Tools
002416790 | WRENCH,BOX | Single Spanner, 18mm, Offset, 1000V Insulated, for Tool Kit | Hardware & Tools
002484020 | WRENCH,BOX | Bolt Head, Sunrise Attachment (Live Line Tools) | Tools & Equipment
002416808 | WRENCH,BOX | Single Spanner, 19mm, Offset, 1000V Insulated, for Tool Kit | Hardware & Tools
002416782 | WRENCH,BOX | Single Spanner, 17mm, Offset, 1000V Insulated, for Tool Kit | Hardware & Tools
002416766 | WRENCH,BOX | Single Spanner, 15mm, Offset, 1000V Insulated, for Tool Kit | Hardware & Tools
002416725 | WRENCH,BOX | Single Spanner, 11mm, Offset, 1000V Insulated, for Tool Kit | Hardware & Tools
002416733 | WRENCH,BOX | Single Spanner, 12mm, Offset, 1000V Insulated, for Tool Kit | Hardware & Tools
002416758 | WRENCH,BOX | Single Spanner, 14mm, Offset, 1000V Insulated, for Tool Kit | Hardware & Tools
002416741 | WRENCH,BOX | Single Spanner, 13mm, Offset, 1000V Insulated, for Tool Kit | Hardware & Tools
002497691 | WRENCH,BUNG | Oil Drum Bung Spanner, Cast Al, for Removal & Fitting of Drum Plugs | Tools & Equipment
000024984 | WRENCH,IMPACT | Milwaukee, Ratchet, 12V, 3/8" Drive, 47Nm Torque, c/w Built-in LED Light & On-board Fuel Gauge, Skin only | Hardware & Tools
000024743 | WRENCH,IMPACT | Milwaukee, M18 Fuel, Large 205mm, 1/2" Pin Detent Anvil, 18V, Powerstate Brushless Motor, 4-Mode Drive Control, Skin Only | Hardware & Tools
000025114 | WRENCH,IMPACT | Milwaukee, M18 Fuel, Small 155mm, 1/2" Friction Ring Anvil, 18V, Powerstate Brushless Motor, 4-Mode Drive Control, Skin Only | Hardware & Tools
002498996 | WRENCH,OFFSET | Offset Jointer Spanner, 3/4" drive socket, used to join Concrete Poles | Tools & Equipment
002479616 | WRENCH,OPEN END | Single Spanner, 1/2" Whitworth, 1000V Insulated | Tools & Equipment
002416816 | WRENCH,OPEN END | Single Spanner, 10mm, Insulated 1000V | Hardware & Tools
002416832 | WRENCH,OPEN END | Single Spanner, 12mm, Insulated 1000V, for use in Insulated Tool Kit | Hardware & Tools
002416857 | WRENCH,OPEN END | Single Spanner, 14mm, Insulated 1000V, for use in Insulated Tool Kit | Hardware & Tools
002416873 | WRENCH,OPEN END | Single Spanner, 16mm, Insulated 1000V, for use in Insulated Tool Kit | Hardware & Tools
002416907 | WRENCH,OPEN END | Single Spanner, 19mm, Insulated 1000V, for use in Insulated Tool Kit | Hardware & Tools
002416899 | WRENCH,OPEN END | Single Spanner, 18mm, Insulated 1000V, for use in Insulated Tool Kit | Hardware & Tools
002416881 | WRENCH,OPEN END | Single Spanner, 17mm, Insulated 1000V, for use in Insulated Tool Kit | Hardware & Tools
002416865 | WRENCH,OPEN END | Single Spanner, 15mm, Insulated 1000V, for use in Insulated Tool Kit | Hardware & Tools
002416840 | WRENCH,OPEN END | Single Spanner, 13mm, Insulated 1000V, for use in Insulated Tool Kit | Hardware & Tools
002416824 | WRENCH,OPEN END | Single Spanner, 11mm, Insulated 1000V, for use in Insulated Tool Kit | Hardware & Tools
002479608 | WRENCH,OPEN END | Single Spanner, 7/16" Whitworth, 1000V Insulated | Tools & Equipment
000022951 | WRENCH,RATCHET | 50 VDE Insulated Adjustable Torque Wrench, Clockwise, Counter Clockwise Operation, Reversible Ratchet, 1/2" Drive, Dual Scale 5-50Nm (5-50 LBF.FT), | Hardware & Tools
002416139 | WRENCH,RATCHET | Single Ended, Reversible, Dual Size, 13mm & 17mm A/F Hex Sockets, Long Handle with Grip, Approx O/A 260mm Lg | Hardware & Tools
001898663 | WRENCH,RATCHET | Single Ended, Reversible, Dual Size, 32mm & 36mm A/F Hex Sockets, Cushioned Grip Handle | Hardware & Tools
002406689 | WRENCH,RATCHET | Single Ended, Reversible, Dual Size, 17mm & 19mm A/F Hex Sockets, Cushioned Grip Handle | Hardware & Tools
002416683 | WRENCH,RATCHET | Reversible 1/2" Drive Insulated 1000V for use in Insulated Tool Kit | Hardware & Tools
000104508 | WRENCH,RATCHET | Single Ended, Reversible, Quad Size, 17mm, 19mm, 24mm & 30mm A/F Hex Sockets, with Insulated Handle AS 1112 | Hardware & Tools
000104425 | WRENCH,RATCHET | Single Ended, Reversible, Dual Size, 18mm & 24mm A/F Hex Sockets, Cushioned Grip Handle | Tools & Equipment
000023886 | WRENCH,RATCHET | Large VDE Adjustable Torque Wrench, 460mm,Dualescale, 20-100Nm(15-80 lbf.ft) 1/2" Drive, CW/CCW Operation, Reversible Ratchet, 1000V AC/1500V DC, | Hardware & Tools
001898605 | WRENCH,RATCHET | Single Ended, Reversible, Dual Size, 13mm & 17mm A/F Hex Sockets, Short Handle with Grip, Approx O/A 200mm Lg | Hardware & Tools
002403317 | WRENCH,RATCHET | Single Ended, Reversible, Dual Size, 19mm & 24mm A/F Hex Sockets, Cushioned Grip Handle | PPE, Hardware & Tools
001898655 | WRENCH,RATCHET | Single Ended, Reversible, Dual Size, 24mm & 30mm A/F Hex Sockets, Cushioned Grip Handle | PPE, Hardware & Tools
000024998 | WRENCH,SOCKET | J Hook Centre Impact Socket 49mm x 14mm 1/2 Square Drive | Hardware & Tools
002479665 | WRENCH,SOCKET | T Wrench, 1/2" Square Drive, 1000V Insulated, 310mm Lg | Tools & Equipment
002485803 | WRENCH,SOCKET | 3 in 1 Square Nut Socket Impact Rated 7/16" Hex, suits 3/4", 1" & 1 1/8" Square Nuts | Tools & Equipment
001877429 | WRENCH,SPANNER | Double Ended, Fixed Head, Quad Size, 16mm, 18.5mm, 23.5mm & 28.3mm A/F Hex Sockets | Hardware & Tools
002405048 | WRENCH,SPANNER | Turret, T-Bar to Suit "D" Head Holding Down Bolts | Hardware & Tools
002425932 | WRENCH,SPANNER | Voltage Link, for use with CT Test Block | Tools & Equipment
002425650 | WRENCH,TORQUE | 60 - 440nm, 890mm Lg, Bestool Kanon part N4400LCK | Tools & Equipment
002491496 | WRENCH,TORQUE | 3/8", Square Drive, 7-108Nm | Tools & Equipment
000023952 | WRENCH/DRILL,IMPACT,BATTERY | Milwaukee 18V, M18 Fuel, 7/16" Hex High Impact Drill, Hi-Torq | Hardware & Tools
002473726 | WRENCH/DRILL,IMPACT,BATTERY | Milwaukee 18V, M18 Fuel, 1/4" Hex Impact Driver, 226Nm Torque, One-Key Enabled, Skin Only | Tools & Equipment
002478253 | WRENCH/DRILL,IMPACT,BATTERY | Milwaukee, M12 Fuel, 1/2" Stubby, Friction Ring, 12V, Powerstate Brushless Motor, 4-Mode Drive Control, Skin Only | Tools & Equipment
000104509 | WRENCH/DRILL,IMPACT,HYDRAULIC | Closed Centre, Variable Trigger Speed with Trigger Guard c/w Flush Face Quick Connect Couplings & Internal Flow Control to Prevent Over Speed | Hardware & Tools